## Drawing
sp
0 kg/cm2
9.5 m
ST-1106
0 kg/cm2
0 m
sp
0 kg/cm2
9.5 m
E-1160A/B
1.1 kg/cm2(g)
8.5 m
To D-1980
0 kg/cm2(g)
8.1 m
sp
0 kg/cm2
9.5 m
ST-1112
0 kg/cm2
0 m
E-1112
1.1 kg/cm2(g)
5 m
sp
0 kg/cm2
9.5 m
sp
0 kg/cm2
9.5 m
sp
0 kg/cm2
9.5 m
sp
0 kg/cm2
9.5 m
ST-1540
0 kg/cm2
0 m
ST-1530
0 kg/cm2
0 m
ST-1212
0 kg/cm2
0 m
LV-5105
0 kg/cm2
0 m
ST-1510
0 kg/cm2
0 m
E-1212
1.1 kg/cm2(g)
5 m
E-1510
0.93 kg/cm2(g)
5 m
E-1520
1.197 kg/cm2(g)
5 m
E-1530
2.43 kg/cm2(g)
5 m
E-1540
2.43 kg/cm2(g)
5 m
1
2
3
4
5
6
7
8
9
10
12
13
11
14
15
16
18
4"->6"
4" 적용시, vel.초과,
3"->4"?
3" 적용시, vel.초과
3"->4"?
3" 적용시, vel.초과
3" -> 6"
4" 적용시, dP초과
3" -> 6" . 4" 적용시, vel.초과, dP초과
19
20
21
17
2"->4"
3"적용시 dP초과
R4
- E-1520 Inlet pressure 변경

## Loop_DB
[5 empty] | 0 |  | 21 | Loop1 | Loop2 | Loop3 | Loop4 | Loop5 | Loop6 | Loop7 | Loop8 | Loop9 | Loop10 | Loop11 | Loop12 | Loop13 | Loop14 | Loop15 | Loop16 | Loop17 | Loop18 | Loop19 | Loop20 | Loop21 | Loop22 | Loop23 | Loop24 | Loop25 | Loop26 | Loop27 | Loop28 | Loop29 | Loop30 | Loop31 | Loop32 | Loop33 | Loop34 | Loop35 | Loop36 | Loop37 | Loop38 | Loop39 | Loop40 | Loop41 | Loop42 | Loop43 | Loop44 | Loop45 | Loop46 | Loop47 | Loop48 | Loop49 | Loop50 | Pump / CV | [18 empty] | Line_Old_X | Line_Old_Y | Line | Line_X | Line_Y | Begin_point | Begin_Noz_X | Begin_Noz_Y | Begin_Eq_X | Begin_Eq_Y | End_point | End_Noz_X | End_Noz_Y | End_Equip_X | End_Equip_Y | L_Tag_X | L_Tag_Y
|  |  |  | B_L_Dw_1 | 1 | 22 | Loop1: B_L_Dw_1_N2; Loop2: B_L_Dw_2_N2; Loop3: B_L_Dw_3_N2; Loop4: B_L_Dw_4_N2; Loop5: B_L_Dw_5_N2; Loop6: B_L_Dw_6_N2; Loop7: B_L_Dw_7_N2 | [15 empty] | 116.25 | 258 | 32.25 | 8.25 |  |  | 1 | 223.5 | 187.5 | 3 | 261 | 147 | 258 | 116.25 | 1 | 259.5 | 226.5 | 257.25 | 225 | 238.5 | 176.25
|  |  |  | B_L_Dw_2 | 2 |  | Loop1: Line_1; Loop2: Line_3; Loop3: Line_5; Loop4: Line_7; Loop5: Line_9; Loop6: Line_15; Loop7: Line_19 | [15 empty] | 111 | 379.5 | 32.25 | 8.25 |  |  | 2 | 237.75 | 266.25 | 3 | 259.5 | 237 | 257.25 | 225 | 1 | 260.25 | 291 | 256.5 | 291 | 239.25 | 253.5
|  |  | 21 | B_L_Dw_3 | 3 |  | Loop1: CV_V_1_N1; Loop2: CV_V_2_N1; Loop3: CV_V_3_N1; Loop4: CV_V_4_N1; Loop5: CV_V_5_N1; Loop6: CV_V_6_N1; Loop7: CV_V_7_N1 | [15 empty] | 111 | 495.75 | 32.25 | 8.25 |  |  | 3 | 345 | 182.25 | 3 | 382.5 | 141.75 | 379.5 | 111 | 1 | 381 | 221.25 | 378.75 | 219.75 | 360 | 171
B_L_Dw_1_N2 | Line_1 | CV_V_1_N1 | 111 | B_L_Dw_4 | 4 |  | Loop1: CV_V_1_N2; Loop2: CV_V_2_N2; Loop3: CV_V_3_N2; Loop4: CV_V_4_N2; Loop5: CV_V_5_N2; Loop6: CV_V_6_N2; Loop7: CV_V_7_N2 | [15 empty] | 109.5 | 604.5 | 32.25 | 8.25 |  |  | 4 | 356.625 | 263.625 | 3 | 381 | 231.75 | 378.75 | 219.75 | 1 | 381.75 | 291 | 378 | 291 | 360.75 | 250.875
CV_V_1_N2 | Line_2 | Line_Splitter_1_N1 | 111 | B_L_Dw_5 | 5 |  | Loop1: Line_2; Loop2: Line_4; Loop3: Line_6; Loop4: Line_8; Loop5: Line_10; Loop6: Line_16; Loop7: Line_20 | [15 empty] | 111 | 702 | 32.25 | 8.25 |  |  | 5 | 457.5 | 186 | 3 | 498.75 | 141.75 | 495.75 | 111 | 1 | 497.25 | 228.75 | 495 | 227.25 | 476.25 | 174.75
B_L_Dw_2_N2 | Line_3 | CV_V_2_N1 | 111 | B_L_Dw_6 | 6 |  | Loop1: Line_Splitter_1_N1; Loop2: Line_Splitter_2_N1; Loop3: Line_Splitter_3_N1; Loop4: Line_Splitter_4_N1; Loop5: Line_Splitter_5_N1; Loop6: Line_Splitter_6_N1; Loop7: Line_Splitter_7_N1 | [15 empty] | 441 | 324 | 32.25 | 8.25 | 476.25 | 267.75 | 6 | 476.625 | 267.375 | 3 | 497.25 | 239.25 | 495 | 227.25 | 1 | 498 | 291 | 494.25 | 291 | 477 | 254.625
CV_V_2_N2 | Line_4 | Line_Splitter_2_N1 | 111 | CV_V_1 | 7 |  | Loop1: Line_Splitter_1_N3; Loop2: Line_Splitter_2_N2; Loop3: Line_Splitter_3_N2; Loop4: Line_Splitter_4_N2; Loop5: Line_Splitter_5_N2; Loop6: Line_Splitter_6_N4; Loop7: Line_Splitter_7_N4 | 1 | 1 | 3 | [12 empty] | 225 | 257.25 | 17.25 | 18.75 |  |  | 7 | 567.3749 | 183.375 | 3 | 607.5 | 140.25 | 604.5 | 109.5 | 1 | 606 | 225 | 603.75 | 223.5 | 585 | 172.125
B_L_Dw_3_N2 | Line_5 | CV_V_3_N1 | 111 | CV_V_2 | 8 |  | Loop1: Line_18; Loop2: Line_14; Loop3: Line_13; Loop4: Line_12; Loop5: Line_11; Loop6: Line_17; Loop7: Line_21 | 1 | 2 | 3 | [12 empty] | 219.75 | 378.75 | 17.25 | 18.75 |  |  | 8 | 583.5 | 265.5 | 3 | 606 | 235.5 | 603.75 | 223.5 | 1 | 606.75 | 291 | 603 | 291 | 585.75 | 252.75
CV_V_3_N2 | Line_6 | Line_Splitter_3_N1 | 111 | CV_V_3 | 9 |  | Loop1: B_L_R_1_N1; Loop2: Line_Splitter_1_N4; Loop3: Line_Splitter_2_N4; Loop4: Line_Splitter_3_N4; Loop5: Line_Splitter_4_N4; Loop6: Line_Splitter_7_N2; Loop7: Line_Splitter_3_N3 | 1 | 3 | 3 | [12 empty] | 227.25 | 495 | 17.25 | 18.75 |  |  | 9 | 670.1249 | 179.625 | 3 | 705 | 141.75 | 702 | 111 | 1 | 703.5 | 216 | 701.25 | 214.5 | 682.5 | 168.375
B_L_Dw_4_N2 | Line_7 | CV_V_4_N1 | 111 | CV_V_4 | 10 |  | Loop2: Line_Splitter_1_N3; Loop3: Line_Splitter_2_N2; Loop4: Line_Splitter_3_N2; Loop5: Line_Splitter_4_N2; Loop6: Line_Splitter_7_N4; Loop7: Line_Splitter_3_N2 | 1 | 4 | 3 | [12 empty] | 223.5 | 603.75 | 17.25 | 18.75 |  |  | 10 | 676.5 | 261 | 3 | 703.5 | 226.5 | 701.25 | 214.5 | 1 | 704.25 | 291 | 700.5 | 291 | 683.25 | 248.25
CV_V_4_N2 | Line_8 | Line_Splitter_4_N1 | 111 | CV_V_5 | 11 |  | Loop2: Line_18; Loop3: Line_14; Loop4: Line_13; Loop5: Line_12; Loop6: Line_21; Loop7: Line_13 | 1 | 5 | 3 | [12 empty] | 214.5 | 701.25 | 17.25 | 18.75 |  |  | 11 | 615 | 297 | 2 | 701.25 | 294.75 | 700.5 | 291 | 4 | 610.5 | 294.75 | 603 | 291 | 655.875 | 273.75
B_L_Dw_5_N2 | Line_9 | CV_V_5_N1 | 111 | CV_V_6 | 12 |  | Loop2: B_L_R_1_N1; Loop3: Line_Splitter_1_N4; Loop4: Line_Splitter_2_N4; Loop5: Line_Splitter_3_N4; Loop6: Line_Splitter_3_N3; Loop7: Line_Splitter_2_N4 | 1 | 6 | 3 | [12 empty] | 504 | 323.25 | 17.25 | 18.75 | 506.25 | 297 | 12 | 506.25 | 297 | 2 | 603.75 | 294.75 | 603 | 291 | 4 | 501.75 | 294.75 | 494.25 | 291 | 552.75 | 273.75
CV_V_5_N2 | Line_10 | Line_Splitter_5_N1 | 111 | Line_Splitter_1 | 13 |  | Loop3: Line_Splitter_1_N3; Loop4: Line_Splitter_2_N2; Loop5: Line_Splitter_3_N2; Loop6: Line_Splitter_3_N2; Loop7: Line_Splitter_2_N2 | 7 | 1 | 6 | 2 | 9 | 3 | 12 | 4 | 15 | 5 | 18 | 6 | 18 | 7 | 15 | 291 | 256.5 | 12 | 12 | 390.75 | 297 | 13 | 390 | 297 | 2 | 495 | 294.75 | 494.25 | 291 | 4 | 385.5 | 294.75 | 378 | 291 | 440.25 | 273.75
Line_Splitter_5_N2 | Line_11 | Line_Splitter_4_N4 | 111 | Line_Splitter_2 | 14 |  | Loop3: Line_18; Loop4: Line_14; Loop5: Line_13; Loop6: Line_13; Loop7: Line_14 | 6 | 2 | 6 | 3 | 9 | 4 | 12 | 5 | 15 | 6 | 15 | 7 | 12 |  |  | 291 | 378 | 12 | 12 |  |  | 14 | 268.5 | 297 | 2 | 378.75 | 294.75 | 378 | 291 | 4 | 264 | 294.75 | 256.5 | 291 | 321.375 | 273.75
Line_Splitter_4_N2 | Line_12 | Line_Splitter_3_N4 | 111 | Line_Splitter_4 | 15 |  | Loop3: B_L_R_1_N1; Loop4: Line_Splitter_1_N4; Loop5: Line_Splitter_2_N4; Loop6: Line_Splitter_2_N4; Loop7: Line_Splitter_1_N4 | 2 | 4 | 6 | 5 | 9 | [10 empty] | 291 | 603 | 12 | 12 |  |  | 15 | 312.375 | 489.375 | 3 | 327 | 471.75 | 324 | 441 | 1 | 325.5 | 505.5 | 323.25 | 504 | 304.5 | 478.125
Line_Splitter_3_N2 | Line_13 | Line_Splitter_2_N4 | 111 | B_L_R_1 | 16 |  | Loop4: Line_Splitter_1_N3; Loop5: Line_Splitter_2_N2; Loop6: Line_Splitter_2_N2; Loop7: Line_Splitter_1_N3 | 7 | 1 | 9 | 2 | 12 | 3 | 15 | 4 | 18 | 5 | 21 | 6 | 21 | 7 | 18 | 358.5 | 852.75 | 8.25 | 36.75 |  |  | 16 | 299.25 | 549.75 | 3 | 325.5 | 516 | 323.25 | 504 | 1 | 326.25 | 579 | 322.5 | 579 | 305.25 | 537
Line_Splitter_2_N2 | Line_14 | Line_Splitter_1_N4 | 111 | Line_Splitter_5 | 17 |  | Loop4: Line_18; Loop5: Line_14; Loop6: Line_14; Loop7: Line_18 | 1 | 5 | 6 | [12 empty] | 291 | 700.5 | 12 | 12 |  |  | 17 | 334.5 | 585 | 4 | 330 | 582.75 | 322.5 | 579 | 2 | 429.75 | 582.75 | 429 | 579 | 369.375 | 561.75
B_L_Dw_6_N2 | Line_15 | CV_V_6_N1 | 111 | Line_Splitter_6 | 18 |  | Loop4: B_L_R_1_N1; Loop5: Line_Splitter_1_N4; Loop6: Line_Splitter_1_N4; Loop7: B_L_R_1_N1 | 1 | 6 | 6 | [12 empty] | 579 | 322.5 | 12 | 12 |  |  | 18 | 528.3751 | 37.125 | 3 | 260.25 | 298.5 | 256.5 | 291 | 2 | 854.25 | 361.5 | 852.75 | 358.5 | 546.75 | 340.5
CV_V_6_N2 | Line_16 | Line_Splitter_6_N1 | 111 | Line_Splitter_3 | 19 |  | Loop5: Line_Splitter_1_N3; Loop6: Line_Splitter_1_N3 | 5 | 3 | 6 | 4 | 9 | 5 | 12 | 6 | 12 | 7 | 9 |  |  |  |  | 291 | 494.25 | 12 | 12 |  |  | 19 | 412.5 | 489 | 3 | 433.5 | 465 | 430.5 | 434.25 | 1 | 432 | 511.5 | 429.75 | 510 | 411 | 477.75
Line_Splitter_6_N4 | Line_17 | Line_Splitter_7_N2 | 111 | Line_Splitter_7 | 20 |  | Loop5: Line_18; Loop6: Line_18 | 2 | 6 | 9 | 7 | 6 | [10 empty] | 579 | 429 | 12 | 12 |  |  | 20 | 408.75 | 552.75 | 3 | 432 | 522 | 429.75 | 510 | 1 | 432.75 | 579 | 429 | 579 | 411.75 | 540
Line_Splitter_1_N3 | Line_18 | B_L_R_1_N1 | 111 | B_L_Dw_7 | 21 |  | Loop5: B_L_R_1_N1; Loop6: B_L_R_1_N1 | [15 empty] | 434.25 | 430.5 | 32.25 | 8.25 |  |  | 21 | 441 | 303 | 4 | 436.5 | 582.75 | 429 | 579 | 3 | 498 | 298.5 | 494.25 | 291 | 456.75 | 561.75
B_L_Dw_7_N2 | Line_19 | CV_V_7_N1 | 111 | CV_V_7 | 22 | [52 empty] | 1 | 7 | 3 | [12 empty] | 510 | 429.75 | 17.25 | 18.75
CV_V_7_N2 | Line_20 | Line_Splitter_7_N1 | 111
Line_Splitter_7_N4 | Line_21 | Line_Splitter_3_N3 | 111

## Calc_DB
bd | Drum | D | Col | C | ME | M | BL | B | Tank | T | HEX | X | HEX_P | E | AF_Cooler | A | Filter | F | Strainer | S | M_DP_E | Z | Pump | P | Comp | K | Valve | V | Line_Splitter | L | Flowmeter | W | Reducer | R | [165 empty] | Equivalent | Crane | 2-K | 3-K | ((1.05*G)^2-1)*(A+C) | 0.33*(A+C) | 0.7 |  | darcy | Baro_Value | 1.033 | 1 | Total_Input | 0
0.95 | D | d | C | c | M | m | B | b | T | t | X | x | E | e | A | a | F | f | S | s | Z | z | P | p | K | k | V | v | L | l | W | w | R | r | [165 empty] | 1 | 1 | 1 | 0 | ((1.05*G)^2-1)*(A+C) | 0.33*(A+C) | 0.7 |  |  | Baro_Unit | kg/cm2 |  | 2-Phase Clac | 0.95
Loop1 |  | 9 |  | 6 | Loop2 | Pressure (g) | 12 |  | 6 | Loop3 | Pressure (g) | 15 |  | 6 | Loop4 | Pressure (g) | 18 |  | 6 | Loop5 | Pressure (g) | 21 |  | 6 | Loop6 | Pressure (g) | 21 |  | 6 | Loop7 | Pressure (g) | 18 |  | 6 | Loop8 | Pressure (g) | 0 |  | Loop9 | Pressure (g) |  |  | Loop10 | Pressure (g) |  |  | Loop11 | Pressure (g) |  |  | Loop12 | Pressure (g) |  |  | Loop13 | Pressure (g) |  |  | Loop14 | Pressure (g) |  |  | Loop15 | Pressure (g) |  |  | Loop16 | Pressure (g) |  |  | Loop17 | Pressure (g) |  |  | Loop18 | Pressure (g) |  |  | Loop19 | Pressure (g) |  |  | Loop20 | Pressure (g) |  |  | Loop21 | Pressure (g) |  |  | Loop22 | Pressure (g) |  |  | Loop23 | Pressure (g) |  |  | Loop24 | Pressure (g) |  |  | Loop25 | Pressure (g) |  |  | Loop26 | Pressure (g) |  |  | Loop27 | Pressure (g) |  |  | Loop28 | Pressure (g) |  |  | Loop29 | Pressure (g) |  |  | Loop30 | Pressure (g) |  |  | Loop 31 | Pressure (g) |  |  | Loop 32 | Pressure (g) |  |  | Loop 33 | Pressure (g) |  |  | Loop 34 | Pressure (g) |  |  | Loop 35 | Pressure (g) |  |  | Loop 36 | Pressure (g) |  |  | Loop 37 | Pressure (g) |  |  | Loop 38 | Pressure (g) |  |  | Loop 39 | Pressure (g) |  |  | Loop 40 | Pressure (g) |  |  | Loop 41 | Pressure (g) |  |  | Loop 42 | Pressure (g) |  |  | Loop 43 | Pressure (g) |  |  | Loop 44 | Pressure (g) |  |  | Loop 45 | Pressure (g) |  |  | Loop 46 | Pressure (g) |  |  | Loop 47 | Pressure (g) |  |  | Loop 48 | Pressure (g) |  |  | Loop 49 | Pressure (g) |  |  |  | Loop 50 | Pressure (g) |  |  |  | by [kg/cm2] | 1.033 |  | Unit Cov. | 1
0 |  | Static / Line / dP_Eq | El. / Density / El. | 9 | 0 |  | Static / Line / dP_Eq | El. / Density / El. | 9 | 0 |  | Static / Line / dP_Eq | El. / Density / El. | 9 | 0 |  | Static / Line / dP_Eq | El. / Density / El. | 9 | 0 |  | Static / Line / dP_Eq | El. / Density / El. | 9 | 0 |  | Static / Line / dP_Eq | El. / Density / El. | 9 | 0 |  | Static / Line / dP_Eq | El. / Density / El. | 9 | 0 |  | Static / Line / dP_Eq | El. / Density / El. | 0 |  | Static / Line / dP_Eq | El. / Density / El. | 0 |  | Static / Line / dP_Eq | El. / Density / El. | 0 |  | Static / Line / dP_Eq | El. / Density / El. | 0 |  | Static / Line / dP_Eq | El. / Density / El. | 0 |  | Static / Line / dP_Eq | El. / Density / El. | 0 |  | Static / Line / dP_Eq | El. / Density / El. | 0 |  | Static / Line / dP_Eq | El. / Density / El. | 0 |  | Static / Line / dP_Eq | El. / Density / El. | 0 |  | Static / Line / dP_Eq | El. / Density / El. | 0 |  | Static / Line / dP_Eq | El. / Density / El. | 0 |  | Static / Line / dP_Eq | El. / Density / El. | 0 |  | Static / Line / dP_Eq | El. / Density / El. | 0 |  | Static / Line / dP_Eq | El. / Density / El. | 0 |  | Static / Line / dP_Eq | El. / Density / El. | 0 |  | Static / Line / dP_Eq | El. / Density / El. | 0 |  | Static / Line / dP_Eq | El. / Density / El. | 0 |  | Static / Line / dP_Eq | El. / Density / El. | 0 |  | Static / Line / dP_Eq | El. / Density / El. | 0 |  | Static / Line / dP_Eq | El. / Density / El. | 0 |  | Static / Line / dP_Eq | El. / Density / El. | 0 |  | Static / Line / dP_Eq | El. / Density / El. | 0 |  | Static / Line / dP_Eq | El. / Density / El. | 0 |  | Static / Line / dP_Eq | El. / Density / El. | 0 |  | Static / Line / dP_Eq | El. / Density / El. | 0 |  | Static / Line / dP_Eq | El. / Density / El. | 0 |  | Static / Line / dP_Eq | El. / Density / El. | 0 |  | Static / Line / dP_Eq | El. / Density / El. | 0 |  | Static / Line / dP_Eq | El. / Density / El. | 0 |  | Static / Line / dP_Eq | El. / Density / El. | 0 |  | Static / Line / dP_Eq | El. / Density / El. | 0 |  | Static / Line / dP_Eq | El. / Density / El. | 0 |  | Static / Line / dP_Eq | El. / Density / El. | 0 |  | Static / Line / dP_Eq | El. / Density / El. | 0 |  | Static / Line / dP_Eq | El. / Density / El. | 0 |  | Static / Line / dP_Eq | El. / Density / El. | 0 |  | Static / Line / dP_Eq | El. / Density / El. | 0 |  | Static / Line / dP_Eq | El. / Density / El. | 0 |  | Static / Line / dP_Eq | El. / Density / El. | 0 |  | Static / Line / dP_Eq | El. / Density / El. | 0 |  | Static / Line / dP_Eq | El. / Density / El. | 0 |  | Static / Line / dP_Eq | El. / Density / El. |  | 0 |  | Static / Line / dP_Eq | El. / Density / El. |  | to [kg/cm2] | 1.033 |  | Calc_Start | 0
B_L_Dw_1_N2 | 2.43 | -0.4705 | 5 |  | B_L_Dw_2_N2 | 2.43 | -0.4705 | 5 |  | B_L_Dw_3_N2 | 1.197 | -0.4705 | 5 |  | B_L_Dw_4_N2 | 0.93 | -0.4705 | 5 |  | B_L_Dw_5_N2 | 1.1 | -0.4705 | 5 |  | B_L_Dw_6_N2 | 1.1 | -0.4705 | 5 |  | B_L_Dw_7_N2 | 1.1 | -0.80171 | 8.5
Line_1 | 2.9005 | 0.01 | 941.2 | Liquid | Line_3 | 2.9005 | 0.028 | 941.2 | Liquid | Line_5 | 1.6675 | 0.186 | 941.2 | Liquid | Line_7 | 1.4005 | 0.086 | 941.2 | Liquid | Line_9 | 1.5705 | 0.032 | 941.2 | Liquid | Line_15 | 1.5705 | 0.04 | 941.2 | Liquid | Line_19 | 1.9017 | 0.782 | 943.4 | Liquid
CV_V_1_N1 | 2.8905 | 1.6275 | 0 | 0 | CV_V_2_N1 | 2.8725 | 1.7735 | 0 | 0 | CV_V_3_N1 | 1.4815 | 0.6825 | 0 | 0 | CV_V_4_N1 | 1.3145 | 0.5505 | 0 | 0 | CV_V_5_N1 | 1.5385 | 0.2095 | 0 | 0 | CV_V_6_N1 | 1.5305 | 0.2065 | 0 | 0 | CV_V_7_N1 | 1.1197 | 0.042713 | 0 | 0
CV_V_1_N2 | 1.263 | 0.401 | 0 | 0.65113 | CV_V_2_N2 | 1.099 | -0.164 | 0 | 0.57872 | CV_V_3_N2 | 0.799 | 0.122 | 0 | 0.4416 | CV_V_4_N2 | 0.764 | 0.199 | 0 | 0.45818 | CV_V_5_N2 | 1.329 | 0.188 | 0 | 0.15153 | CV_V_6_N2 | 1.324 | 0.132 | 0 | 0.14355 | CV_V_7_N2 | 1.077 | 0.133 | 0 | 0.024149
Line_2 | 0.862 | 0.679 | 161.3585 | Mixed | Line_4 | 1.263 | 0.906 | 133.7312 | Mixed | Line_6 | 0.677 | 0.218 | 150.7321 | Mixed | Line_8 | 0.565 | 0.097 | 168.9779 | Mixed | Line_10 | 1.141 | 0.672 | 158.3281 | Mixed | Line_16 | 1.192 | 0.663 | 158.4162 | Mixed | Line_20 | 0.944 | 0.415 | 160.234 | Mixed
Line_Splitter_1_N1 | 0.183 | 0 | 9.5 |  | Line_Splitter_2_N1 | 0.357 | 0 | 9.5 |  | Line_Splitter_3_N1 | 0.459 | 0 | 9.5 |  | Line_Splitter_4_N1 | 0.468 | 0 | 9.5 |  | Line_Splitter_5_N1 | 0.469 | 0 | 9.5 |  | Line_Splitter_6_N1 | 0.529 | 0 | 9.5 |  | Line_Splitter_7_N1 | 0.529 | 0 | 9.5
Line_Splitter_1_N3 | 0.183 | 0 | 9.5 |  | Line_Splitter_2_N2 | 0.357 | 0 | 9.5 |  | Line_Splitter_3_N2 | 0.459 | 0 | 9.5 |  | Line_Splitter_4_N2 | 0.468 | 0 | 9.5 |  | Line_Splitter_5_N2 | 0.469 | 0 | 9.5 |  | Line_Splitter_6_N4 | 0.529 | 0 | 9.5 |  | Line_Splitter_7_N4 | 0.529 | 0 | 9.5
Line_18 | 0.183 | 0.183 | 120.1324 | Mixed | Line_14 | 0.357 | 0.174 | 123.818 | Mixed | Line_13 | 0.459 | 0.102 | 142.2818 | Mixed | Line_12 | 0.468 | 0.009 | 200.5582 | Mixed | Line_11 | 0.469 | 0.001 | 290.1771 | Mixed | Line_17 | 0.529 | 0 | 276.4058 | Mixed | Line_21 | 0.529 | 0.07 | 164.1646 | Mixed
B_L_R_1_N1 | 0 |  | 8.1 |  | Line_Splitter_1_N4 | 0.183 | 0 | 9.5 |  | Line_Splitter_2_N4 | 0.357 | 0 | 9.5 |  | Line_Splitter_3_N4 | 0.459 | 0 | 9.5 |  | Line_Splitter_4_N4 | 0.468 | 0 | 9.5 |  | Line_Splitter_7_N2 | 0.529 | 0 | 9.5 |  | Line_Splitter_3_N3 | 0.459 | 0 | 9.5
[5 empty] | Line_Splitter_1_N3 | 0.183 | 0 | 9.5 |  | Line_Splitter_2_N2 | 0.357 | 0 | 9.5 |  | Line_Splitter_3_N2 | 0.459 | 0 | 9.5 |  | Line_Splitter_4_N2 | 0.468 | 0 | 9.5 |  | Line_Splitter_7_N4 | 0.529 | 0 | 9.5 |  | Line_Splitter_3_N2 | 0.459 | 0 | 9.5
[5 empty] | Line_18 | 0.183 | 0.183 | 120.1324 | Mixed | Line_14 | 0.357 | 0.174 | 123.818 | Mixed | Line_13 | 0.459 | 0.102 | 142.2818 | Mixed | Line_12 | 0.468 | 0.009 | 200.5582 | Mixed | Line_21 | 0.529 | 0.07 | 164.1646 | Mixed | Line_13 | 0.459 | 0.102 | 142.2818 | Mixed
[5 empty] | B_L_R_1_N1 | 0 |  | 8.1 |  | Line_Splitter_1_N4 | 0.183 | 0 | 9.5 |  | Line_Splitter_2_N4 | 0.357 | 0 | 9.5 |  | Line_Splitter_3_N4 | 0.459 | 0 | 9.5 |  | Line_Splitter_3_N3 | 0.459 | 0 | 9.5 |  | Line_Splitter_2_N4 | 0.357 | 0 | 9.5
[10 empty] | Line_Splitter_1_N3 | 0.183 | 0 | 9.5 |  | Line_Splitter_2_N2 | 0.357 | 0 | 9.5 |  | Line_Splitter_3_N2 | 0.459 | 0 | 9.5 |  | Line_Splitter_3_N2 | 0.459 | 0 | 9.5 |  | Line_Splitter_2_N2 | 0.357 | 0 | 9.5
[10 empty] | Line_18 | 0.183 | 0.183 | 120.1324 | Mixed | Line_14 | 0.357 | 0.174 | 123.818 | Mixed | Line_13 | 0.459 | 0.102 | 142.2818 | Mixed | Line_13 | 0.459 | 0.102 | 142.2818 | Mixed | Line_14 | 0.357 | 0.174 | 123.818 | Mixed
[10 empty] | B_L_R_1_N1 | 0 |  | 8.1 |  | Line_Splitter_1_N4 | 0.183 | 0 | 9.5 |  | Line_Splitter_2_N4 | 0.357 | 0 | 9.5 |  | Line_Splitter_2_N4 | 0.357 | 0 | 9.5 |  | Line_Splitter_1_N4 | 0.183 | 0 | 9.5
[15 empty] | Line_Splitter_1_N3 | 0.183 | 0 | 9.5 |  | Line_Splitter_2_N2 | 0.357 | 0 | 9.5 |  | Line_Splitter_2_N2 | 0.357 | 0 | 9.5 |  | Line_Splitter_1_N3 | 0.183 | 0 | 9.5
[15 empty] | Line_18 | 0.183 | 0.183 | 120.1324 | Mixed | Line_14 | 0.357 | 0.174 | 123.818 | Mixed | Line_14 | 0.357 | 0.174 | 123.818 | Mixed | Line_18 | 0.183 | 0.183 | 120.1324 | Mixed
[15 empty] | B_L_R_1_N1 | 0 |  | 8.1 |  | Line_Splitter_1_N4 | 0.183 | 0 | 9.5 |  | Line_Splitter_1_N4 | 0.183 | 0 | 9.5 |  | B_L_R_1_N1 | 0 |  | 8.1
[20 empty] | Line_Splitter_1_N3 | 0.183 | 0 | 9.5 |  | Line_Splitter_1_N3 | 0.183 | 0 | 9.5
[20 empty] | Line_18 | 0.183 | 0.183 | 120.1324 | Mixed | Line_18 | 0.183 | 0.183 | 120.1324 | Mixed
[20 empty] | B_L_R_1_N1 | 0 |  | 8.1 |  | B_L_R_1_N1 | 0 |  | 8.1

## Stream_DB
Stream No. | 8 | 1 | 2 | 3 | 4 | 5 | 6 | 7 | 8 | 9 | 10 | 11 | 12 | 13 | 14 | 15 | 16 | 17 | 18 | 19 | 20 | 21 | 22 | 23 | 24 | 25 | 26 | 27 | 28 | 29 | 30 | 31 | 32 | 33 | 34 | 35 | 36 | 37 | 38 | 39 | 40 | 41 | 42 | 43 | 44 | 45 | 46 | 47 | 48 | 49 | 50 | 51 | 52 | 53 | 54 | 55 | 56 | 57 | 58 | 59 | 60 | 61 | 62 | 63 | 64 | 65 | 66 | 67 | 68 | 69 | 70 | 71 | 72 | 73 | 74 | 75 | 76 | 77 | 78 | 79 | 80 | 81 | 82 | 83 | 84 | 85 | 86 | 87 | 88 | 89 | 90 | 91 | 92 | 93 | 94 | 95 | 96 | 97 | 98 | 99 | 100 | 101 | 102 | 103 | 104 | 105 | 106 | 107 | 108 | 109 | 110 | 111 | 112 | 113 | 114 | 115 | 116 | 117 | 118 | 119 | 120 | 121 | 122 | 123 | 124 | 125 | 126 | 127 | 128 | 129 | 130 | 131 | 132 | 133 | 134 | 135 | 136 | 137 | 138 | 139 | 140 | 141 | 142 | 143 | 144 | 145 | 146 | 147 | 148 | 149 | 150 | 151 | 152 | 153 | 154 | 155 | 156 | 157 | 158 | 159 | 160 | 161 | 162 | 163 | 164 | 165 | 166 | 167 | 168 | 169 | 170 | 171 | 172 | 173 | 174 | 175 | 176 | 177 | 178 | 179 | 180 | 181 | 182 | 183 | 184 | 185 | 186 | 187 | 188 | 189 | 190 | 191 | 192 | 193 | 194 | 195 | 196 | 197 | 198 | 199 | 200 | 201 | 202 | 203 | 204 | 205 | 206 | 207 | 208 | 209 | 210 | 211 | 212 | 213 | 214 | 215 | 216 | 217 | 218 | 219 | 220 | 221 | 222 | 223 | 224 | 225 | 226 | 227 | 228 | 229 | 230 | 231 | 232 | 233 | 234 | 235 | 236 | 237 | 238 | 239 | 240 | 241 | 242 | 243 | 244 | 245 | 246 | 247 | 248 | 249 | 250 | 17 | 17
1 | - | Liquid | Mixed | Liquid | Mixed | Liquid | Mixed | Liquid | Mixed | Liquid | Mixed | Mixed | Mixed | Mixed | Mixed | Liquid | Mixed | Mixed | Mixed | Liquid | Mixed | Mixed | [229 empty] | Mixed | Liquid
Flowrate (Mass) | kg/h | 4657 | 4657 | 16744 | 16744 | 21904 | 21904 | 14734 | 14734 | 8759 | 8759 | 8759 | 23493 | 70337.6 | 87081.6 | 8743 | 8743 | 8743 | 91738.6 | 16123 | 16123 | 24940.6 | [229 empty] | 8743 | 8743
Flowrate (Volume) | m3/h | 4.948 | 75.011 | 17.79 | 276.916 | 23.272 | 350.917 | 15.654 | 211.213 | 9.306 | 154.877 | 30.195 | 117.497 | 514.878 | 756.921 | 9.289 | 148.299 | 31.633 | 825.386 | 17.09 | 230.04 | 155.933 | [229 empty] | 31.707 | 9.289
Density | kg/m3 | 941.2 | 161.3585 | 941.2 | 133.7312 | 941.2 | 150.7321 | 941.2 | 168.9779 | 941.2 | 158.3281 | 290.1771 | 200.5582 | 142.2818 | 123.818 | 941.2 | 158.4162 | 276.4058 | 120.1324 | 943.4 | 160.234 | 164.1646 | [229 empty] | 276.4058 | 941.2
Viscosity | cP | 0.2266 | Mixed | 0.2266 | Mixed | 0.2266 | Mixed | 0.2266 | Mixed | 0.2266 | Mixed | Mixed | Mixed | Mixed | Mixed | 0.2266 | Mixed | Mixed | Mixed | 0.2319 | Mixed | Mixed | [229 empty] | Mixed | 0.2266
Temperature | ℃ |  | 100 |  | 100 |  | 100 |  | 100 |  | 100 | 100 | 100 | 100 | 100 |  | 100 | 100 | 100 |  | 100 | 100 | [229 empty] | 100
Molecular Weight | - |  | 18.01 |  | 18.01 |  | 18.01 |  | 18.01 |  | 18.01 | 18.01 | 18.01 | 18.01 | 18.01 |  | 18.01 | 18.01 | 18.01 |  | 18.01 | 18.01 | [229 empty] | 18.01
Specific heat ratio (Cp/Cv) | - |  | Mixed |  | Mixed |  | Mixed |  | Mixed |  | Mixed | Mixed | Mixed | Mixed | Mixed |  | Mixed | Mixed | Mixed |  | Mixed | Mixed | [229 empty] | Mixed
Compress.Factor (Z) | - |  | 0.9917 |  | 0.9917 |  | 0.9917 |  | 0.9917 |  | 0.9917 | 0.9917 | 0.9917 | 0.9917 | 0.9917 |  | 0.9917 | 0.9917 | 0.9917 |  | 0.9917 | 0.9917 | [229 empty] | 0.9917
Nominal Pipe Size | in | 3 | 3 | 4 | 4 | 3 | 6 | 3 | 6 | 3 | 3 | 10 | 10 | 10 | 10 | 3 | 3 | 8 | 10 | 2 | 4 | 8 | [229 empty] | 8 | 8
Inside Pipe Size (Diameter) | in | 3.068 | 3.068 | 4.026 | 4.026 | 3.068 | 6.065 | 3.068 | 6.065 | 3.068 | 3.068 | 10.02 | 10.02 | 10.02 | 10.02 | 3.068 | 3.068 | 7.981 | 10.02 | 2.067 | 4.026 | 7.981 | [229 empty] | 7.981 | 7.981
Sch. No. | - | Std | Std | Std | Std | Std | Std | Std | Std | Std | Std | Std | Std | Std | Std | Std | Std | 40 | Std | 40 | 40 | Std | [229 empty] | Std | Std
Straight Length | m | 30 | Mixed | 30 | Mixed | 30 | Mixed | 30 | Mixed | 30 | Mixed | Mixed | Mixed | Mixed | Mixed | 30 | Mixed | Mixed | Mixed | 30 | Mixed | Mixed | [229 empty] | Mixed | 100
Equivalent Length | m | 90 | 135 | 90 | 45 | 90 | 45 | 90 | 50 | 90 | 45 | 60 | 60 | 60 | 60 | 90 | 45 | 5 | 50 | 90 | 30 | 100 | [229 empty] | 200 | 150
Roughness | m | 4.6e-05 | 0.0001524 | 4.6e-05 | 0.0001524 | 4.6e-05 | 0.0001524 | 4.6e-05 | 0.0001524 | 4.6e-05 | 4.572e-05 | 0.0001524 | 0.0001524 | 4.572e-05 | 4.572e-05 | 0.0001524 | 0.0001524 | 0.0001524 | 0.0001524 | 4.6e-05 | 4.572e-05 | 4.572e-05 | [229 empty] | 0.0001524 | 4.6e-05
limitation of Velocity | m/s | 0 | Mixed | 0 | Mixed | 0 | Mixed | 0 | Mixed | 0 | Mixed | Mixed | Mixed | Mixed | Mixed |  | Mixed | Mixed | Mixed | 0 | Mixed | Mixed | [229 empty] | Mixed | 0
limitation of Press. Drop | kg/cm2/100m | 0 | Mixed | 0 | Mixed | 0 | Mixed | 0 | Mixed | 0 | Mixed | Mixed | Mixed | Mixed | Mixed |  | Mixed | Mixed | Mixed | 0 | Mixed | Mixed | [229 empty] | Mixed | 0
Velocity | m/s | 0.288 | 12.56 | 0.602 | 26.194 | 1.355 | 17.155 | 0.912 | 11.483 | 0.542 | 20.622 | 2.496 | 6.727 | 21.524 | 30.361 | 0.541 | 20.584 | 2.977 | 32.818 | 2.193 | 20.939 | 12.449 | [229 empty] | 2.992 | 0.08
Reynolds | - | - | Mixed | - | Mixed | - | Mixed | - | Mixed | - | Mixed | Mixed | Mixed | Mixed | Mixed | - | Mixed | Mixed | Mixed | - | Mixed | Mixed | [229 empty] | Mixed | -
Friction Factor | - | 0.021 | Mixed | 0.018 | Mixed | 0.018 | Mixed | 0.019 | Mixed | 0.019 | Mixed | Mixed | Mixed | Mixed | Mixed | 0.024 | Mixed | Mixed | Mixed | 0.02 | Mixed | Mixed | [229 empty] | Mixed | 0.021
Pressure Drop | kg/cm2/100m | 0.011 | Mixed | 0.031 | Mixed | 0.207 | Mixed | 0.096 | Mixed | 0.035 | Mixed | Mixed | Mixed | Mixed | Mixed | 0.044 | Mixed | Mixed | Mixed | 0.869 | Mixed | Mixed | [229 empty] | Mixed | 0
Pressure Drop (Friction) | kg/cm2 | 0.01 | 0.679 | 0.028 | 0.906 | 0.186 | 0.218 | 0.086 | 0.097 | 0.032 | 0.672 | 0.001 | 0.009 | 0.102 | 0.174 | 0.04 | 0.663 | 0 | 0.183 | 0.782 | 0.415 | 0.07 | [229 empty] | 0.011 | 0
Pressure Drop (Static) | kg/cm2 | -0.47 | 0.401 | -0.47 | -0.164 | -0.47 | 0.122 | -0.47 | 0.199 | -0.47 | 0.188 | 0 | 0 | 0 | 0 | -0.47 | 0.132 | 0 | 0 | -0.802 | 0.133 | 0 | [229 empty] | 0
Pressure @ Pipe end point | kg/cm2(g) | 2.89 | 0.183 | 2.872 | 0.357 | 1.481 | 0.459 | 1.314 | 0.468 | 1.538 | 0.469 | 0.468 | 0.459 | 0.357 | 0.183 | 1.53 | 0.529 | 0.529 | 0 | 1.12 | 0.529 | 0.459 | [229 empty] | 0.459
Power | kW
Fitting
Equivalent Length
gate/ball/plug | ea
globe | ea
butterfly | ea
check | ea
90 elbow | ea
45 elbow | ea
Tee branch | ea
Tee through | ea
Calculated Fitting | m
Expander | -
Reducer | -
Standard (Screw) | (90 elbow)
Standard (r/d=1) | (90 elbow)
Long-radius (r/d=1.5) | (90 elbow)
Long-radius (r/d=2) | (90 elbow)
Long-radius (r/d=3) | (90 elbow)
Long-radius (r/d=4) | (90 elbow)
Long-radius (r/d=6) | (90 elbow)
Long-radius (r/d=8) | (90 elbow)
Long-radius (r/d=10) | (90 elbow)
Long-radius (r/d=12) | (90 elbow)
Long-radius (r/d=14) | (90 elbow)
Long-radius (r/d=16) | (90 elbow)
Long-radius (r/d=20) | (90 elbow)
1 weld (90 angle) | (90 mitre)
2 welds (45 angle) | (90 mitre)
3 welds (30 angle) | (90 mitre)
6 welds (15 angle) | (90 mitre)
Standard (Screw) | (45 elbow)
1 weld (45 angle) | (45 mitre)
3 welds (15 angle) | (45 mitre)
Standard (Screw) | (180 elbow)
Standard (r/d=1) | (180 elbow)
Long-radius (r/d=1.5) | (180 elbow)
Long-radius (r/d=2) | (180 elbow)
Long-radius (r/d=3) | (180 elbow)
Long-radius (r/d=4) | (180 elbow)
Long-radius (r/d=6) | (180 elbow)
Long-radius (r/d=8) | (180 elbow)
Long-radius (r/d=10) | (180 elbow)
Long-radius (r/d=12) | (180 elbow)
Long-radius (r/d=14) | (180 elbow)
Long-radius (r/d=16) | (180 elbow)
Long-radius (r/d=20) | (180 elbow)
2 welds (90 angle) | (180 mitre)
3 welds (60 angle) | (180 mitre)
4 welds (45 angle) | (180 mitre)
6 welds (30 angle) | (180 mitre)
12 welds (15 angle) | (180 mitre)
Flow through run | (Tee)
Flow through branch | (Tee)
Standard | (globe valve)
Angled - 45 ˚ | (globe valve)
Angled - 90 ˚ | (globe valve)
Straight-way | (plug valve)
3-way, Flow through run | (plug valve)
3-way, Flow through branch | (plug valve)
Foot Valve (Poppet Disc) | (foot valve)
Foot Valve (Hinged Disc) | (foot valve)
Gate Valve | (etc valve)
Ball Valve | (etc valve)
Butterfly Valve | (etc valve)
Pipe entrance (projecting) | (pipe entrance)
Pipe entrance (flush) r/d=0.00 | (pipe entrance)
Pipe entrance (flush) r/d=0.02 | (pipe entrance)
Pipe entrance (flush) r/d=0.04 | (pipe entrance)
Pipe entrance (flush) r/d=0.06 | (pipe entrance)
Pipe entrance (flush) r/d=0.10 | (pipe entrance)
Pipe entrance (flush) r/d=0.15 | (pipe entrance)
Pipe exit (projecting) | (pipe exit)
Pipe exit (sharp-edged) | (pipe exit)
Pipe exit (rounded) | (pipe exit)
Swing Check Valve (Vertical) | (check valve)
Swing Check Valve (Angled) | (check valve)
Lift Check Valve | (check valve)
Lift Check Valve (Angled) | (check valve)
Tilting-disk Check Valve (α=5 ˚) | (check valve)
Tilting-disk Check Valve (α=15 ˚) | (check valve)
Globe Stop Check Valve | (check valve)
Globe Stop Check Valve (45 ˚) | (check valve)
Globe Stop Check Valve (inline) | (check valve)
Angled Stop Check Valve | (check valve)
Angled Stop Check Valve (45 ˚) | (check valve)
Angled Stop Check Valve (inline) | (check valve)
Resistance Coefficiency | K
Calculated Fitting | m
User Input | 0.01
2-K Method
Standard (r/d=1), screwed | (90 elbow)
Standard (r/d=1), flanged/welded | (90 elbow)
Long-radius (r/d=1.5), all | (90 elbow)
1 weld (90 angle) | (90 mitre)
2 welds (45 angle) | (90 mitre)
3 welds (30 angle) | (90 mitre)
4 welds (22.5 angle) | (90 mitre)
5 welds (18 angle) | (90 mitre)
Standard (r/d=1), all types | (45 elbow)
Long-radius (r/d=1.5), all types | (45 elbow)
1 weld (45 angle) | (45 mitre)
2 welds (22.5 angle) | (45 mitre)
Standard (r/d=1), screwed | (180 elbow)
Standard (r/d=1), flanged/welded | (180 elbow)
Long-radius (r/d=1.5), all types | (180 elbow)
Standard, screwed | (tee)
Long-radius, screwed | (tee)
Standard, flanged or welded | (tee)
Stub-in-type branch | (tee)
Screwed | (tee)
Flanged or welded | (tee)
Stub-in-type branch | (tee)
Full line size, β = 1.0 | (valve)
Reduced Trim, β = 0.9 | (valve)
Reduced Trim, β = 0.8 | (valve)
Standard | (valve)
Angle or Y-type | (valve)
Diaphragm, dam type | (valve)
Butterfly | (valve)
Lift Check Valve | (check valve)
Swing Check Valve | (check valve)
Tilting-disk Check Valve | (check valve)
Pipe entrance (Normal) | (pipe entrance)
Pipe entrance (Borda) | (pipe entrance)
Pipe exit | (pipe exit)
Resistance Coefficiency | K
Calculated Fitting | m
2-Phase
Elements-1 Name |  |  | Pipe |  | Pipe |  | Pipe |  | Pipe |  | Pipe | Pipe | Pipe | Pipe | Pipe |  | Pipe | Pipe | Pipe |  | Pipe | Pipe | [229 empty] | Pipe
nd |  |  | 3 |  | 4 |  | 6 |  | 6 |  | 3 | 10 | 10 | 10 | 10 |  | 3 | 8 | 10 |  | 4 | 8 | [229 empty] | 8
sch |  |  | Std |  | Std |  | Std |  | Std |  | Std | Std | Std | Std | Std |  | Std | 40 | Std |  | 40 | Std | [229 empty] | Std
id |  |  | 3.068 |  | 4.026 |  | 6.065 |  | 6.065 |  | 3.068 | 10.02 | 10.02 | 10.02 | 10.02 |  | 3.068 | 7.981 | 10.02 |  | 4.026 | 7.981 | [229 empty] | 7.981
ruogh |  |  | 0.0001524 |  | 0.0001524 |  | 0.0001524 |  | 0.0001524 |  | 4.572e-05 | 4.572e-05 | 4.572e-05 | 4.572e-05 | 4.572e-05 |  | 0.0001524 | 0.0001524 | 0.0001524 |  | 4.572e-05 | 4.572e-05 | [229 empty] | 0.0001524
l |  |  | 15 |  | 5 |  | 5 |  | 5 |  | 5 | 60 | 60 | 60 | 60 |  | 5 | 5 | 50 |  | 5 | 100 | [229 empty] | 200
a |  |  | 0 |  | 0 |  | 0 |  | 0 |  | 0 | 0 | 0 | 0 | 0 |  | 0 | 0 | 0 |  | 0 | 0 | [229 empty] | 0
d1/d2
|  |  | Gate Valve |  | Gate Valve |  | Gate Valve |  | Gate Valve |  | Gate Valve | [5 empty] | Gate Valve |  |  |  | Bend
|  |  | 3 |  | 4 |  | 6 |  | 6 |  | 3 | [5 empty] | 3 |  |  |  | 4
|  |  | Std |  | Std |  | Std |  | Std |  | Std | [5 empty] | Std |  |  |  | 40
|  |  | 3.068 |  | 4.026 |  | 6.065 |  | 6.065 |  | 3.068 | [5 empty] | 3.068 |  |  |  | 4.026
|  |  | 0.0001524 |  | 0.0001524 |  | 0.0001524 |  | 0.0001524 |  | 4.572e-05 | [5 empty] | 0.0001524 |  |  |  | 4.572e-05
90
1.5
|  |  | Pipe |  | Pipe |  | Pipe |  | Pipe |  | Pipe | [5 empty] | Pipe |  |  |  | Pipe
|  |  | 3 |  | 4 |  | 6 |  | 6 |  | 3 | [5 empty] | 3 |  |  |  | 4
|  |  | Std |  | Std |  | Std |  | Std |  | Std | [5 empty] | Std |  |  |  | 40
|  |  | 3.068 |  | 4.026 |  | 6.065 |  | 6.065 |  | 3.068 | [5 empty] | 3.068 |  |  |  | 4.026
|  |  | 0.0001524 |  | 0.0001524 |  | 0.0001524 |  | 0.0001524 |  | 4.572e-05 | [5 empty] | 0.0001524 |  |  |  | 4.572e-05
|  |  | 15 |  | 5 |  | 5 |  | 5 |  | 5 | [5 empty] | 5 |  |  |  | 15
|  |  | 0 |  | 0 |  | 0 |  | 0 |  | 0 | [5 empty] | 0 |  |  |  | 90
|  |  | Bend |  | Bend |  | Bend |  | Bend |  | Bend | [5 empty] | Bend |  |  |  | Bend
|  |  | 3 |  | 3 |  | 6 |  | 6 |  | 3 | [5 empty] | 3 |  |  |  | 4
|  |  | Std |  | Std |  | Std |  | Std |  | Std | [5 empty] | Std |  |  |  | 40
|  |  | 3.068 |  | 3.068 |  | 6.065 |  | 6.065 |  | 3.068 | [5 empty] | 3.068 |  |  |  | 4.026
|  |  | 0.0001524 |  | 0.0001524 |  | 0.0001524 |  | 0.0001524 |  | 4.572e-05 | [5 empty] | 0.0001524 |  |  |  | 4.572e-05
|  |  | 90 |  | 90 |  | 90 |  | 90 |  | 90 | [5 empty] | 90 |  |  |  | 90
|  |  | 1.5 |  | 1.5 |  | 1.5 |  | 1.5 |  | 1.5 | [5 empty] | 1.5 |  |  |  | 1.5
|  |  | Pipe |  | Pipe |  | Pipe |  | Pipe |  | Pipe | [5 empty] | Pipe |  |  |  | Pipe
|  |  | 3 |  | 4 |  | 6 |  | 6 |  | 3 | [5 empty] | 3 |  |  |  | 4
|  |  | Std |  | Std |  | Std |  | Std |  | Std | [5 empty] | Std |  |  |  | 40
|  |  | 3.068 |  | 4.026 |  | 6.065 |  | 6.065 |  | 3.068 | [5 empty] | 3.068 |  |  |  | 4.026
|  |  | 0.0001524 |  | 0.0001524 |  | 0.0001524 |  | 0.0001524 |  | 4.572e-05 | [5 empty] | 0.0001524 |  |  |  | 4.572e-05
|  |  | 45 |  | 15 |  | 15 |  | 20 |  | 20 | [5 empty] | 15 |  |  |  | 5
|  |  | 90 |  | -90 |  | 90 |  | 90 |  | 90 | [5 empty] | 90 |  |  |  | 0
|  |  | Bend |  | Bend |  | Bend |  | Bend |  | Bend | [5 empty] | Bend |  |  |  | Bend
|  |  | 3 |  | 4 |  | 6 |  | 6 |  | 3 | [5 empty] | 3 |  |  |  | 4
|  |  | Std |  | Std |  | Std |  | Std |  | Std | [5 empty] | Std |  |  |  | 40
|  |  | 3.068 |  | 4.026 |  | 6.065 |  | 6.065 |  | 3.068 | [5 empty] | 3.068 |  |  |  | 4.026
|  |  | 0.0001524 |  | 0.0001524 |  | 0.0001524 |  | 0.0001524 |  | 4.572e-05 | [5 empty] | 0.0001524 |  |  |  | 4.572e-05
|  |  | 90 |  | 90 |  | 90 |  | 90 |  | 90 | [5 empty] | 90 |  |  |  | 90
|  |  | 1.5 |  | 1.5 |  | 1.5 |  | 1.5 |  | 1.5 | [5 empty] | 1.5 |  |  |  | 1.5
|  |  | Pipe |  | Pipe |  | Pipe |  | Pipe |  | Pipe | [5 empty] | Pipe |  |  |  | Pipe
|  |  | 3 |  | 4 |  | 6 |  | 6 |  | 3 | [5 empty] | 3 |  |  |  | 4
|  |  | Std |  | Std |  | Std |  | Std |  | Std | [5 empty] | Std |  |  |  | 40
|  |  | 3.068 |  | 4.026 |  | 6.065 |  | 6.065 |  | 3.068 | [5 empty] | 3.068 |  |  |  | 4.026
|  |  | 0.0001524 |  | 0.0001524 |  | 0.0001524 |  | 0.0001524 |  | 4.572e-05 | [5 empty] | 0.0001524 |  |  |  | 4.572e-05
|  |  | 45 |  | 15 |  | 15 |  | 15 |  | 10 | [5 empty] | 15 |  |  |  | 5
|  |  | 0 |  | 0 |  | 0 |  | 0 |  | 0 | [5 empty] | 0 |  |  |  | -90
|  |  | Bend |  | Bend |  | Bend |  | Bend |  | Bend | [5 empty] | Bend
|  |  | 3 |  | 4 |  | 6 |  | 6 |  | 3 | [5 empty] | 3
|  |  | Std |  | Std |  | Std |  | Std |  | Std | [5 empty] | Std
|  |  | 3.068 |  | 4.026 |  | 6.065 |  | 6.065 |  | 3.068 | [5 empty] | 3.068
|  |  | 0.0001524 |  | 0.0001524 |  | 0.0001524 |  | 0.0001524 |  | 4.572e-05 | [5 empty] | 0.0001524
|  |  | 90 |  | 90 |  | 90 |  | 90 |  | 90 | [5 empty] | 90
|  |  | 1.5 |  | 1.5 |  | 1.5 |  | 1.5 |  | 1.5 | [5 empty] | 1.5
|  |  | Pipe |  | Pipe |  | Pipe |  | Pipe |  | Pipe | [5 empty] | Pipe
|  |  | 3 |  | 4 |  | 6 |  | 6 |  | 3 | [5 empty] | 3
|  |  | Std |  | Std |  | Std |  | Std |  | Std | [5 empty] | Std
|  |  | 3.068 |  | 4.026 |  | 6.065 |  | 6.065 |  | 3.068 | [5 empty] | 3.068
|  |  | 0.0001524 |  | 0.0001524 |  | 0.0001524 |  | 0.0001524 |  | 4.572e-05 | [5 empty] | 0.0001524
|  |  | 15 |  | 5 |  | 5 |  | 5 |  | 5 | [5 empty] | 5
|  |  | -90 |  | -90 |  | -90 |  | -90 |  | -90 | [5 empty] | -90
Mass Flowrate(L) | kg/h |  | 4284.4 |  | 15404.5 |  | 20918.3 |  | 14071 |  | 8364.8 | 8364.8 | 22435.8 | 67100.7 | 82505.2 |  | 8349.6 | 8349.6 | 86789.6 |  | 15397 | 23746.6 | [229 empty] | 8349.6
Mass Flowrate(V) | kg/h |  | 372.6 |  | 1339.5 |  | 985.7 |  | 663 |  | 394.2 | 394.2 | 1057.2 | 3236.9 | 4576.4 |  | 393.4 | 393.4 | 4949 |  | 726 | 1194 | [229 empty] | 393.4
Density(L) | kg/m3 |  | 948 |  | 947.9 |  | 947.9 |  | 947.9 |  | 947.9 | 947.9 | 947.9 | 947.9 | 947.9 |  | 947.9 | 947.9 | 947.9 |  | 947.9 | 947.9 | [229 empty] | 947.9
Density(V) | kg/m3
Viscosity(L) | cP |  | 0.279 |  | 0.279 |  | 0.879 |  | 0.2 |  | 0.279 | 0.279 | 0.279 | 0.279 | 0.279 |  | 0.279 | 0.279 | 0.279 |  | 0.279 | 0.279 | [229 empty] | 0.279
Viscosity(V) | cP |  | 0.01211 |  | 0.01211 |  | 0.01211 |  | 0.01211 |  | 0.01211 | 0.01211 | 0.01211 | 0.01211 | 0.01211 |  | 0.01211 | 0.01211 | 0.01211 |  | 0.01211 | 0.01211 | [229 empty] | 0.01211
P | kg/cm2 |  | 2.1 |  | 2.1 |  | 0.5 |  | 0.5 |  | 1 | 0.5 | 0.5 | 0.5 | 0.5 |  | 1 | 1 | 0.5 |  | 1.1 | 0.5 | [229 empty] | 1
T | ℃ |  | 100 |  | 100 |  | 100 |  | 100 |  | 100 | 100 | 100 | 100 | 100 |  | 100 | 100 | 100 |  | 100 | 100 | [229 empty] | 100
MW | - |  | 18.01 |  | 18.01 |  | 18.01 |  | 18.01 |  | 18.01 | 18.01 | 18.01 | 18.01 | 18.01 |  | 18.01 | 18.01 | 18.01 |  | 18.01 | 18.01 | [229 empty] | 18.01
Z | - |  | 0.9917 |  | 0.9917 |  | 0.9917 |  | 0.9917 |  | 0.9917 | 0.9917 | 0.9917 | 0.9917 | 0.9917 |  | 0.9917 | 0.9917 | 0.9917 |  | 0.9917 | 0.9917 | [229 empty] | 0.9917
Reducer K
Expander K
|  | 1 | 2 | 3 | 4 | 5 | 6 | 7 | 8 | 9 | 10 | 11 | 12 | 13 | 14 | 15 | 16 | 17 | 18 | 19 | 20 | 21
Loop 1 static loss |  | 1: -0.4705; 2: 0.401; 18: 0
Loop 1 friction loss |  | 1: 0.01; 2: 0.679; 18: 0.183
Loop 1 end P |  | 1: 2.8905; 2: 0.183; 18: 0
Loop 2 static loss |  | 3: -0.4705; 4: -0.164; 14: 0; 18: 0
Loop 2 friction loss |  | 3: 0.028; 4: 0.906; 14: 0.174; 18: 0.183
Loop 2 end P |  | 3: 2.8725; 4: 0.357; 14: 0.183; 18: 0
Loop 3 static loss |  | 5: -0.4705; 6: 0.122; 13: 0; 14: 0; 18: 0
Loop 3 friction loss |  | 5: 0.186; 6: 0.218; 13: 0.102; 14: 0.174; 18: 0.183
Loop 3 end P |  | 5: 1.4815; 6: 0.459; 13: 0.357; 14: 0.183; 18: 0
Loop 4 static loss |  | 7: -0.4705; 8: 0.199; 12: 0; 13: 0; 14: 0; 18: 0
Loop 4 friction loss |  | 7: 0.086; 8: 0.097; 12: 0.009; 13: 0.102; 14: 0.174; 18: 0.183
Loop 4 end P |  | 7: 1.3145; 8: 0.468; 12: 0.459; 13: 0.357; 14: 0.183; 18: 0
Loop 5 static loss |  | 9: -0.4705; 10: 0.188; 11: 0; 12: 0; 13: 0; 14: 0; 18: 0
Loop 5 friction loss |  | 9: 0.032; 10: 0.672; 11: 0.001; 12: 0.009; 13: 0.102; 14: 0.174; 18: 0.183
Loop 5 end P |  | 9: 1.5385; 10: 0.469; 11: 0.468; 12: 0.459; 13: 0.357; 14: 0.183; 18: 0
Loop 6 static loss |  | 13: 0; 14: 0; 15: -0.4705; 16: 0.132; 17: 0; 18: 0; 21: 0
Loop 6 friction loss |  | 13: 0.102; 14: 0.174; 15: 0.04; 16: 0.663; 17: 0; 18: 0.183; 21: 0.07
Loop 6 end P |  | 13: 0.357; 14: 0.183; 15: 1.5305; 16: 0.529; 17: 0.529; 18: 0; 21: 0.459
Loop 7 static loss |  | 13: 0; 14: 0; 18: 0; 19: -0.80171; 20: 0.133; 21: 0
Loop 7 friction loss |  | 13: 0.102; 14: 0.174; 18: 0.183; 19: 0.782; 20: 0.415; 21: 0.07
Loop 7 end P |  | 13: 0.357; 14: 0.183; 18: 0; 19: 1.1197; 20: 0.529; 21: 0.459
Loop 8 static loss
Loop 8 friction loss
Loop 8 end P

## Equip_DB
General type |  | B_L_Dw_1_N2 | B_L_Dw_2_N2 | B_L_Dw_3_N2 | B_L_Dw_4_N2 | B_L_Dw_5_N2 | CV_V_3 | CV_V_4 | CV_V_5 | CV_V_2 | CV_V_1 | B_L_R_1_N1 | Line_Splitter_5 | Line_Splitter_4 | Line_Splitter_2 | Line_Splitter_1 | B_L_Dw_6_N2 | CV_V_6 | Line_Splitter_6 | B_L_Dw_7_N2 | Line_Splitter_3 | CV_V_7 | Line_Splitter_7
Description |  | E-1540 | E-1530 | E-1520 | E-1510 | E-1212 | ST-1510 | LV-5105 | ST-1212 | ST-1530 | ST-1540 | To D-1980 | sp | sp | sp | sp | E-1112 | ST-1112 | sp | E-1160A/B | sp | ST-1106 | sp
Pressure | kg/cm2(g) | 2.43 | 2.43 | 1.197 | 0.93 | 1.1 | [5 empty] | 0 |  |  |  |  | 1.1 |  |  | 1.1
Pressure Drop | kg/cm2 | [11 empty] | 0 | 0 | 0 | 0 |  |  | 0 |  | 0 |  | 0
Elevation | m | 5 | 5 | 5 | 5 | 5 | 0 | 0 | 0 | 0 | 0 | 8.1 | 9.5 | 9.5 | 9.5 | 9.5 | 5 | 0 | 9.5 | 8.5 | 9.5 | 0 | 9.5
Over Design for CV | % | [5 empty] | 0 | 0 | 0 | 0 | 0 | [6 empty] | 0 |  |  |  | 0
CV Type
Pump dP
Total Discharge Loss |  | 0.401 |  |  |  |  | -0.164 |  |  |  |  | 0.122 |  |  |  |  | 0.199 |  |  |  |  | 0.188 |  | 0.132 | 0.133
Total Suction Loss |  | 0 |  |  |  |  | 0 |  |  |  |  | 0 |  |  |  |  | 0 |  |  |  |  | 0 |  | 0 | 0
Total Loss |  | -0.069496 |  |  |  |  | -0.6345 |  |  |  |  | -0.3485 |  |  |  |  | -0.2715 |  |  |  |  | -0.2825 |  | -0.3385 | -0.66871
Discharge Device Loss |  | 0 |  |  |  |  | 0 |  |  |  |  | 0 |  |  |  |  | 0 |  |  |  |  | 0 |  | 0 | 0
Suction Device Loss |  | 0 |  |  |  |  | 0 |  |  |  |  | 0 |  |  |  |  | 0 |  |  |  |  | 0 |  | 0 | 0
Total Device Loss |  | 0 |  |  |  |  | 0 |  |  |  |  | 0 |  |  |  |  | 0 |  |  |  |  | 0 |  | 0 | 0
Discharge Line Friction Loss |  | 0.862 |  |  |  |  | 1.263 |  |  |  |  | 0.677 |  |  |  |  | 0.565 |  |  |  |  | 1.141 |  | 1.192 | 0.944
Suction Line Friction Loss |  | 0.01 |  |  |  |  | 0.028 |  |  |  |  | 0.186 |  |  |  |  | 0.086 |  |  |  |  | 0.032 |  | 0.04 | 0.782
Line Total Frictoin Loss |  | 0.872 |  |  |  |  | 1.291 |  |  |  |  | 0.863 |  |  |  |  | 0.651 |  |  |  |  | 1.173 |  | 1.232 | 1.726
| 1 | 0.8025 |  |  |  |  | 0.6565 |  |  |  |  | 0.5145 |  |  |  |  | 0.3795 |  |  |  |  | 0.8905 |  | 0.8935 | 1.0573
Tag_Font_Soze | 8 | 0
des_Tb1 | 1
des_Tb2 | 8
des_Tb3
des_Tb4
des_Cloud
des_focus
des_arr1 | 2
des_arr2
des_arr3
CTRL_C_Selected_Num | 1
CTRL_C_Selected_Equipment | des_Tb1_1

## Vapor_DB
#DIV/0! | #DIV/0! | #DIV/0! | #DIV/0! | #DIV/0! | #DIV/0! | #DIV/0! | #DIV/0! | #DIV/0! | #DIV/0! | #DIV/0! | #DIV/0! | #DIV/0! | #DIV/0! | #DIV/0! | #DIV/0! | #DIV/0! | #DIV/0! | #DIV/0! | #DIV/0! | #DIV/0! | #DIV/0! | #DIV/0! | #DIV/0! | #DIV/0! | #DIV/0! | #DIV/0! | #DIV/0! | #DIV/0! | #DIV/0! | #DIV/0! | #DIV/0! | #DIV/0! | #DIV/0! | #DIV/0! | #DIV/0! | #DIV/0! | #DIV/0! | #DIV/0! | #DIV/0! | #DIV/0! | #DIV/0! | #DIV/0! | #DIV/0! | #DIV/0! | #DIV/0! | #DIV/0! | #DIV/0! | #DIV/0! | #DIV/0! | #DIV/0! | #DIV/0! | #DIV/0! | #DIV/0! | #DIV/0! | #DIV/0! | #DIV/0! | #DIV/0! | #DIV/0! | #DIV/0! | #DIV/0! | #DIV/0! | #DIV/0! | #DIV/0! | #DIV/0! | #DIV/0! | #DIV/0! | #DIV/0! | #DIV/0! | #DIV/0! | #DIV/0! | #DIV/0! | #DIV/0! | #DIV/0! | #DIV/0! | #DIV/0! | #DIV/0! | #DIV/0! | #DIV/0! | #DIV/0! | #DIV/0! | #DIV/0! | #DIV/0! | #DIV/0! | #DIV/0! | #DIV/0! | #DIV/0! | #DIV/0! | #DIV/0! | #DIV/0! | #DIV/0! | #DIV/0! | #DIV/0! | #DIV/0! | #DIV/0! | #DIV/0! | #DIV/0! | #DIV/0! | #DIV/0! | #DIV/0! | #DIV/0! | #DIV/0! | #DIV/0! | #DIV/0! | #DIV/0! | #DIV/0! | #DIV/0! | #DIV/0! | #DIV/0! | #DIV/0! | #DIV/0! | #DIV/0! | #DIV/0! | #DIV/0! | #DIV/0! | #DIV/0! | #DIV/0! | #DIV/0! | #DIV/0! | #DIV/0! | #DIV/0! | #DIV/0! | #DIV/0! | #DIV/0! | #DIV/0! | #DIV/0! | #DIV/0! | #DIV/0! | #DIV/0! | #DIV/0! | #DIV/0! | #DIV/0! | #DIV/0! | #DIV/0! | #DIV/0! | #DIV/0! | #DIV/0! | #DIV/0! | #DIV/0! | #DIV/0! | #DIV/0! | #DIV/0! | #DIV/0! | #DIV/0! | #DIV/0! | #DIV/0! | #DIV/0! | #DIV/0! | #DIV/0! | #DIV/0! | #DIV/0! | #DIV/0! | #DIV/0! | #DIV/0! | #DIV/0! | #DIV/0! | #DIV/0! | #DIV/0! | #DIV/0! | #DIV/0! | #DIV/0! | #DIV/0! | #DIV/0! | #DIV/0! | #DIV/0! | #DIV/0! | #DIV/0! | #DIV/0! | #DIV/0! | #DIV/0! | #DIV/0! | #DIV/0! | #DIV/0! | #DIV/0! | #DIV/0! | #DIV/0! | #DIV/0! | #DIV/0! | #DIV/0! | #DIV/0! | #DIV/0! | #DIV/0! | #DIV/0! | #DIV/0! | #DIV/0! | #DIV/0! | #DIV/0! | #DIV/0! | #DIV/0! | #DIV/0! | #DIV/0! | #DIV/0! | #DIV/0! | #DIV/0! | #DIV/0! | #DIV/0! | #DIV/0! | #DIV/0! | #DIV/0! | #DIV/0! | #DIV/0! | #DIV/0! | #DIV/0! | #DIV/0! | #DIV/0! | #DIV/0! | #DIV/0! | #DIV/0! | #DIV/0! | #DIV/0! | #DIV/0! | #DIV/0! | #DIV/0! | #DIV/0! | #DIV/0! | #DIV/0! | #DIV/0! | #DIV/0! | #DIV/0! | #DIV/0! | #DIV/0! | #DIV/0! | #DIV/0! | #DIV/0! | #DIV/0! | #DIV/0! | #DIV/0! | #DIV/0! | #DIV/0! | #DIV/0! | #DIV/0! | #DIV/0! | #DIV/0! | #DIV/0! | #DIV/0! | #DIV/0! | #DIV/0! | #DIV/0! | #DIV/0! | #DIV/0! | #DIV/0! | #DIV/0! | #DIV/0! | #DIV/0! | #DIV/0! | #DIV/0! | #DIV/0! | #DIV/0! | #DIV/0! | #DIV/0! | #DIV/0! | #DIV/0! | #DIV/0! | #DIV/0!
#DIV/0! | #DIV/0! | #DIV/0! | #DIV/0! | #DIV/0! | #DIV/0! | #DIV/0! | #DIV/0! | #DIV/0! | #DIV/0! | #DIV/0! | #DIV/0! | #DIV/0! | #DIV/0! | #DIV/0! | #DIV/0! | #DIV/0! | #DIV/0! | #DIV/0! | #DIV/0! | #DIV/0! | #DIV/0! | #DIV/0! | #DIV/0! | #DIV/0! | #DIV/0! | #DIV/0! | #DIV/0! | #DIV/0! | #DIV/0! | #DIV/0! | #DIV/0! | #DIV/0! | #DIV/0! | #DIV/0! | #DIV/0! | #DIV/0! | #DIV/0! | #DIV/0! | #DIV/0! | #DIV/0! | #DIV/0! | #DIV/0! | #DIV/0! | #DIV/0! | #DIV/0! | #DIV/0! | #DIV/0! | #DIV/0! | #DIV/0! | #DIV/0! | #DIV/0! | #DIV/0! | #DIV/0! | #DIV/0! | #DIV/0! | #DIV/0! | #DIV/0! | #DIV/0! | #DIV/0! | #DIV/0! | #DIV/0! | #DIV/0! | #DIV/0! | #DIV/0! | #DIV/0! | #DIV/0! | #DIV/0! | #DIV/0! | #DIV/0! | #DIV/0! | #DIV/0! | #DIV/0! | #DIV/0! | #DIV/0! | #DIV/0! | #DIV/0! | #DIV/0! | #DIV/0! | #DIV/0! | #DIV/0! | #DIV/0! | #DIV/0! | #DIV/0! | #DIV/0! | #DIV/0! | #DIV/0! | #DIV/0! | #DIV/0! | #DIV/0! | #DIV/0! | #DIV/0! | #DIV/0! | #DIV/0! | #DIV/0! | #DIV/0! | #DIV/0! | #DIV/0! | #DIV/0! | #DIV/0! | #DIV/0! | #DIV/0! | #DIV/0! | #DIV/0! | #DIV/0! | #DIV/0! | #DIV/0! | #DIV/0! | #DIV/0! | #DIV/0! | #DIV/0! | #DIV/0! | #DIV/0! | #DIV/0! | #DIV/0! | #DIV/0! | #DIV/0! | #DIV/0! | #DIV/0! | #DIV/0! | #DIV/0! | #DIV/0! | #DIV/0! | #DIV/0! | #DIV/0! | #DIV/0! | #DIV/0! | #DIV/0! | #DIV/0! | #DIV/0! | #DIV/0! | #DIV/0! | #DIV/0! | #DIV/0! | #DIV/0! | #DIV/0! | #DIV/0! | #DIV/0! | #DIV/0! | #DIV/0! | #DIV/0! | #DIV/0! | #DIV/0! | #DIV/0! | #DIV/0! | #DIV/0! | #DIV/0! | #DIV/0! | #DIV/0! | #DIV/0! | #DIV/0! | #DIV/0! | #DIV/0! | #DIV/0! | #DIV/0! | #DIV/0! | #DIV/0! | #DIV/0! | #DIV/0! | #DIV/0! | #DIV/0! | #DIV/0! | #DIV/0! | #DIV/0! | #DIV/0! | #DIV/0! | #DIV/0! | #DIV/0! | #DIV/0! | #DIV/0! | #DIV/0! | #DIV/0! | #DIV/0! | #DIV/0! | #DIV/0! | #DIV/0! | #DIV/0! | #DIV/0! | #DIV/0! | #DIV/0! | #DIV/0! | #DIV/0! | #DIV/0! | #DIV/0! | #DIV/0! | #DIV/0! | #DIV/0! | #DIV/0! | #DIV/0! | #DIV/0! | #DIV/0! | #DIV/0! | #DIV/0! | #DIV/0! | #DIV/0! | #DIV/0! | #DIV/0! | #DIV/0! | #DIV/0! | #DIV/0! | #DIV/0! | #DIV/0! | #DIV/0! | #DIV/0! | #DIV/0! | #DIV/0! | #DIV/0! | #DIV/0! | #DIV/0! | #DIV/0! | #DIV/0! | #DIV/0! | #DIV/0! | #DIV/0! | #DIV/0! | #DIV/0! | #DIV/0! | #DIV/0! | #DIV/0! | #DIV/0! | #DIV/0! | #DIV/0! | #DIV/0! | #DIV/0! | #DIV/0! | #DIV/0! | #DIV/0! | #DIV/0! | #DIV/0! | #DIV/0! | #DIV/0! | #DIV/0! | #DIV/0! | #DIV/0! | #DIV/0! | #DIV/0! | #DIV/0! | #DIV/0! | #DIV/0! | #DIV/0! | #DIV/0! | #DIV/0! | #DIV/0! | #DIV/0! | #DIV/0! | #DIV/0! | #DIV/0! | #DIV/0! | #DIV/0! | #DIV/0! | #DIV/0! | #DIV/0! | #DIV/0! | #DIV/0!
#DIV/0! | #DIV/0! | #DIV/0! | #DIV/0! | #DIV/0! | #DIV/0! | #DIV/0! | #DIV/0! | #DIV/0! | #DIV/0! | #DIV/0! | #DIV/0! | #DIV/0! | #DIV/0! | #DIV/0! | #DIV/0! | #DIV/0! | #DIV/0! | #DIV/0! | #DIV/0! | #DIV/0! | #DIV/0! | #DIV/0! | #DIV/0! | #DIV/0! | #DIV/0! | #DIV/0! | #DIV/0! | #DIV/0! | #DIV/0! | #DIV/0! | #DIV/0! | #DIV/0! | #DIV/0! | #DIV/0! | #DIV/0! | #DIV/0! | #DIV/0! | #DIV/0! | #DIV/0! | #DIV/0! | #DIV/0! | #DIV/0! | #DIV/0! | #DIV/0! | #DIV/0! | #DIV/0! | #DIV/0! | #DIV/0! | #DIV/0! | #DIV/0! | #DIV/0! | #DIV/0! | #DIV/0! | #DIV/0! | #DIV/0! | #DIV/0! | #DIV/0! | #DIV/0! | #DIV/0! | #DIV/0! | #DIV/0! | #DIV/0! | #DIV/0! | #DIV/0! | #DIV/0! | #DIV/0! | #DIV/0! | #DIV/0! | #DIV/0! | #DIV/0! | #DIV/0! | #DIV/0! | #DIV/0! | #DIV/0! | #DIV/0! | #DIV/0! | #DIV/0! | #DIV/0! | #DIV/0! | #DIV/0! | #DIV/0! | #DIV/0! | #DIV/0! | #DIV/0! | #DIV/0! | #DIV/0! | #DIV/0! | #DIV/0! | #DIV/0! | #DIV/0! | #DIV/0! | #DIV/0! | #DIV/0! | #DIV/0! | #DIV/0! | #DIV/0! | #DIV/0! | #DIV/0! | #DIV/0! | #DIV/0! | #DIV/0! | #DIV/0! | #DIV/0! | #DIV/0! | #DIV/0! | #DIV/0! | #DIV/0! | #DIV/0! | #DIV/0! | #DIV/0! | #DIV/0! | #DIV/0! | #DIV/0! | #DIV/0! | #DIV/0! | #DIV/0! | #DIV/0! | #DIV/0! | #DIV/0! | #DIV/0! | #DIV/0! | #DIV/0! | #DIV/0! | #DIV/0! | #DIV/0! | #DIV/0! | #DIV/0! | #DIV/0! | #DIV/0! | #DIV/0! | #DIV/0! | #DIV/0! | #DIV/0! | #DIV/0! | #DIV/0! | #DIV/0! | #DIV/0! | #DIV/0! | #DIV/0! | #DIV/0! | #DIV/0! | #DIV/0! | #DIV/0! | #DIV/0! | #DIV/0! | #DIV/0! | #DIV/0! | #DIV/0! | #DIV/0! | #DIV/0! | #DIV/0! | #DIV/0! | #DIV/0! | #DIV/0! | #DIV/0! | #DIV/0! | #DIV/0! | #DIV/0! | #DIV/0! | #DIV/0! | #DIV/0! | #DIV/0! | #DIV/0! | #DIV/0! | #DIV/0! | #DIV/0! | #DIV/0! | #DIV/0! | #DIV/0! | #DIV/0! | #DIV/0! | #DIV/0! | #DIV/0! | #DIV/0! | #DIV/0! | #DIV/0! | #DIV/0! | #DIV/0! | #DIV/0! | #DIV/0! | #DIV/0! | #DIV/0! | #DIV/0! | #DIV/0! | #DIV/0! | #DIV/0! | #DIV/0! | #DIV/0! | #DIV/0! | #DIV/0! | #DIV/0! | #DIV/0! | #DIV/0! | #DIV/0! | #DIV/0! | #DIV/0! | #DIV/0! | #DIV/0! | #DIV/0! | #DIV/0! | #DIV/0! | #DIV/0! | #DIV/0! | #DIV/0! | #DIV/0! | #DIV/0! | #DIV/0! | #DIV/0! | #DIV/0! | #DIV/0! | #DIV/0! | #DIV/0! | #DIV/0! | #DIV/0! | #DIV/0! | #DIV/0! | #DIV/0! | #DIV/0! | #DIV/0! | #DIV/0! | #DIV/0! | #DIV/0! | #DIV/0! | #DIV/0! | #DIV/0! | #DIV/0! | #DIV/0! | #DIV/0! | #DIV/0! | #DIV/0! | #DIV/0! | #DIV/0! | #DIV/0! | #DIV/0! | #DIV/0! | #DIV/0! | #DIV/0! | #DIV/0! | #DIV/0! | #DIV/0! | #DIV/0! | #DIV/0! | #DIV/0! | #DIV/0! | #DIV/0! | #DIV/0! | #DIV/0! | #DIV/0! | #DIV/0! | #DIV/0! | #DIV/0! | #DIV/0! | #DIV/0!
#DIV/0! | #DIV/0! | #DIV/0! | #DIV/0! | #DIV/0! | #DIV/0! | #DIV/0! | #DIV/0! | #DIV/0! | #DIV/0! | #DIV/0! | #DIV/0! | #DIV/0! | #DIV/0! | #DIV/0! | #DIV/0! | #DIV/0! | #DIV/0! | #DIV/0! | #DIV/0! | #DIV/0! | #DIV/0! | #DIV/0! | #DIV/0! | #DIV/0! | #DIV/0! | #DIV/0! | #DIV/0! | #DIV/0! | #DIV/0! | #DIV/0! | #DIV/0! | #DIV/0! | #DIV/0! | #DIV/0! | #DIV/0! | #DIV/0! | #DIV/0! | #DIV/0! | #DIV/0! | #DIV/0! | #DIV/0! | #DIV/0! | #DIV/0! | #DIV/0! | #DIV/0! | #DIV/0! | #DIV/0! | #DIV/0! | #DIV/0! | #DIV/0! | #DIV/0! | #DIV/0! | #DIV/0! | #DIV/0! | #DIV/0! | #DIV/0! | #DIV/0! | #DIV/0! | #DIV/0! | #DIV/0! | #DIV/0! | #DIV/0! | #DIV/0! | #DIV/0! | #DIV/0! | #DIV/0! | #DIV/0! | #DIV/0! | #DIV/0! | #DIV/0! | #DIV/0! | #DIV/0! | #DIV/0! | #DIV/0! | #DIV/0! | #DIV/0! | #DIV/0! | #DIV/0! | #DIV/0! | #DIV/0! | #DIV/0! | #DIV/0! | #DIV/0! | #DIV/0! | #DIV/0! | #DIV/0! | #DIV/0! | #DIV/0! | #DIV/0! | #DIV/0! | #DIV/0! | #DIV/0! | #DIV/0! | #DIV/0! | #DIV/0! | #DIV/0! | #DIV/0! | #DIV/0! | #DIV/0! | #DIV/0! | #DIV/0! | #DIV/0! | #DIV/0! | #DIV/0! | #DIV/0! | #DIV/0! | #DIV/0! | #DIV/0! | #DIV/0! | #DIV/0! | #DIV/0! | #DIV/0! | #DIV/0! | #DIV/0! | #DIV/0! | #DIV/0! | #DIV/0! | #DIV/0! | #DIV/0! | #DIV/0! | #DIV/0! | #DIV/0! | #DIV/0! | #DIV/0! | #DIV/0! | #DIV/0! | #DIV/0! | #DIV/0! | #DIV/0! | #DIV/0! | #DIV/0! | #DIV/0! | #DIV/0! | #DIV/0! | #DIV/0! | #DIV/0! | #DIV/0! | #DIV/0! | #DIV/0! | #DIV/0! | #DIV/0! | #DIV/0! | #DIV/0! | #DIV/0! | #DIV/0! | #DIV/0! | #DIV/0! | #DIV/0! | #DIV/0! | #DIV/0! | #DIV/0! | #DIV/0! | #DIV/0! | #DIV/0! | #DIV/0! | #DIV/0! | #DIV/0! | #DIV/0! | #DIV/0! | #DIV/0! | #DIV/0! | #DIV/0! | #DIV/0! | #DIV/0! | #DIV/0! | #DIV/0! | #DIV/0! | #DIV/0! | #DIV/0! | #DIV/0! | #DIV/0! | #DIV/0! | #DIV/0! | #DIV/0! | #DIV/0! | #DIV/0! | #DIV/0! | #DIV/0! | #DIV/0! | #DIV/0! | #DIV/0! | #DIV/0! | #DIV/0! | #DIV/0! | #DIV/0! | #DIV/0! | #DIV/0! | #DIV/0! | #DIV/0! | #DIV/0! | #DIV/0! | #DIV/0! | #DIV/0! | #DIV/0! | #DIV/0! | #DIV/0! | #DIV/0! | #DIV/0! | #DIV/0! | #DIV/0! | #DIV/0! | #DIV/0! | #DIV/0! | #DIV/0! | #DIV/0! | #DIV/0! | #DIV/0! | #DIV/0! | #DIV/0! | #DIV/0! | #DIV/0! | #DIV/0! | #DIV/0! | #DIV/0! | #DIV/0! | #DIV/0! | #DIV/0! | #DIV/0! | #DIV/0! | #DIV/0! | #DIV/0! | #DIV/0! | #DIV/0! | #DIV/0! | #DIV/0! | #DIV/0! | #DIV/0! | #DIV/0! | #DIV/0! | #DIV/0! | #DIV/0! | #DIV/0! | #DIV/0! | #DIV/0! | #DIV/0! | #DIV/0! | #DIV/0! | #DIV/0! | #DIV/0! | #DIV/0! | #DIV/0! | #DIV/0! | #DIV/0! | #DIV/0! | #DIV/0! | #DIV/0! | #DIV/0! | #DIV/0! | #DIV/0! | #DIV/0! | #DIV/0! | #DIV/0! | #DIV/0!

## 2_DB
2 | [20 empty] | 4 | [20 empty] | 6 | [20 empty] | 8 | [20 empty] | 18 | [20 empty] | 10 | [20 empty] | 11 | [20 empty] | 12 | [20 empty] | 13 | [20 empty] | 14 | [20 empty] | 16 | [20 empty] | 17
no | Element | d | l | a | k | p | v | q | d | vd | av | mv | ev | x | y | r | f | g | m | t | no | Element | d | l | a | k | p | v | q | d | vd | av | mv | ev | x | y | r | f | g | m | t | no | Element | d | l | a | k | p | v | q | d | vd | av | mv | ev | x | y | r | f | g | m | t | no | Element | d | l | a | k | p | v | q | d | vd | av | mv | ev | x | y | r | f | g | m | t | no | Element | d | l | a | k | p | v | q | d | vd | av | mv | ev | x | y | r | f | g | m | t | no | Element | d | l | a | k | p | v | q | d | vd | av | mv | ev | x | y | r | f | g | m | t | no | Element | d | l | a | k | p | v | q | d | vd | av | mv | ev | x | y | r | f | g | m | t | no | Element | d | l | a | k | p | v | q | d | vd | av | mv | ev | x | y | r | f | g | m | t | no | Element | d | l | a | k | p | v | q | d | vd | av | mv | ev | x | y | r | f | g | m | t | no | Element | d | l | a | k | p | v | q | d | vd | av | mv | ev | x | y | r | f | g | m | t | no | Element | d | l | a | k | p | v | q | d | vd | av | mv | ev | x | y | r | f | g | m | t | no | Element | d | l | a | k | p | v | q | d | vd | av | mv | ev | x | y | r | f | g | m | t
0 | Start Point | p: 2.1; v: 0.83137; q: 0.080009; d: 161.3585; vd: 1.7988; av: 12.3276; mv: 26.0091; ev: 41.572; 4 no: 0 | Start Point |  |  |  |  | 2.1 | 0.86055 | 0.079999 | 133.7312 | 1.7988 | 25.7363 | 26.0076 | 41.5695 | [7 empty] | 0 | Start Point |  |  |  |  | 0.5 | 0.84176 | 0.045001 | 150.7321 | 0.88016 | 17.0196 | 27.8566 | 44.5248 | [7 empty] | 0 | Start Point |  |  |  |  | 0.5 | 0.8225 | 0.044998 | 168.9779 | 0.88016 | 11.4477 | 27.8557 | 44.5234 | [7 empty] | 0 | Start Point |  |  |  |  | 0.5 | 0.87408 | 0.053947 | 120.1324 | 0.88016 | 31.2025 | 30.4488 | 48.6681 | [7 empty] | 0 | Start Point |  |  |  |  | 1 | 0.834 | 0.045005 | 158.3281 | 1.1672 | 20.1839 | 24.2669 | 38.7873 | [7 empty] | 0 | Start Point |  |  |  |  | 0.5 | 0.69452 | 0.045005 | 290.1771 | 0.88016 | 2.4937 | 27.8579 | 44.5269 | [7 empty] | 0 | Start Point |  |  |  |  | 0.5 | 0.78915 | 0.045001 | 200.5582 | 0.88016 | 6.6879 | 27.8565 | 44.5247 | [7 empty] | 0 | Start Point |  |  |  |  | 0.5 | 0.85069 | 0.046019 | 142.2818 | 0.88016 | 20.4676 | 28.1638 | 45.0158 | [7 empty] | 0 | Start Point |  |  |  |  | 0.5 | 0.87018 | 0.052553 | 123.818 | 0.88016 | 28.8663 | 30.0596 | 48.0461 | [7 empty] | 0 | Start Point |  |  |  |  | 1 | 0.8339 | 0.044996 | 158.4162 | 1.1672 | 20.1431 | 24.2645 | 38.7834 | [7 empty] | 0 | Start Point |  |  |  |  | 1 | 0.70928 | 0.044996 | 276.4058 | 1.1672 | 2.9766 | 24.2645 | 38.7834
1 | Element.1_Pipe | 3.068 | 15 | 0 |  | 2.0408 | 0.83193 | 0.080009 | 160.7968 | 1.7648 | 12.5601 | 26.2532 | 41.9621 | 0.51186 | 0.60738 | Annular | 0.0039067 | 0 | 4.2047e-05 | 0.059231 | 1 | Element.1_Pipe | 4.026 | 5 | 0 |  | 2.0441 | 0.86114 | 0.079999 | 133.142 | 1.7667 | 26.1942 | 26.238 | 41.9377 | 0.507 | 1.1064 | Annular | 0.01067 | 0 | 0.00051935 | 0.055946 | 1 | Element.1_Pipe | 6.065 | 5 | 0 |  | 0.48764 | 0.8425 | 0.045001 | 150.0297 | 0.87306 | 17.1553 | 27.9674 | 44.7019 | 0.6858 | 0.41559 | Annular | 0.0023824 | 0 | 8.9571e-05 | 0.01236 | 1 | Element.1_Pipe | 6.065 | 5 | 0 |  | 0.49517 | 0.82281 | 0.044998 | 168.6827 | 0.87738 | 11.4832 | 27.8988 | 44.5924 | 0.64058 | 0.11207 | Wavy | 0.00095038 | 0 | 1.5841e-05 | 0.0048311 | 1 | Element.1_Pipe | 10.02 | 21.6117 | 0 |  | 0.42335 | 0.87795 | 0.053947 | 116.4289 | 0.83615 | 32.8184 | 31.2273 | 49.9124 | 0.53754 | 0.60774 | Annular | 0.0031839 | 0 | 0.00036275 | 0.07665 | 1 | Element.1_Pipe | 3.068 | 5 | 0 |  | 0.95566 | 0.83611 | 0.045005 | 156.3081 | 1.1418 | 20.6225 | 24.5291 | 39.2063 | 0.74778 | 0.79868 | Annular | 0.008421 | 0 | 0.00044621 | 0.044336 | 1 | Element.1_Pipe | 10.02 | 60 | 0 |  | 0.4988 | 0.69462 | 0.045005 | 290.0804 | 0.87947 | 2.4956 | 27.8686 | 44.544 | 0.65212 | 0.0096348 | Wavy | 2.0005e-05 | 0 | 1.5573e-08 | 0.0012013 | 1 | Element.1_Pipe | 10.02 | 60 | 0 |  | 0.49096 | 0.78979 | 0.045001 | 199.9455 | 0.87497 | 6.7268 | 27.9374 | 44.6541 | 0.6511 | 0.042427 | Wavy | 0.00014987 | 0 | 8.4327e-07 | 0.0090429 | 1 | Element.1_Pipe | 10.02 | 45.3034 | 0 |  | 0.42335 | 0.85511 | 0.046019 | 138.0528 | 0.83615 | 21.5245 | 28.8818 | 46.1635 | 0.63541 | 0.2298 | Wavy | 0.0016051 | 0 | 8.6779e-05 | 0.07665 | 1 | Element.1_Pipe | 10.02 | 27.081 | 0 |  | 0.42335 | 0.87415 | 0.052553 | 120.0247 | 0.83615 | 30.3606 | 30.8278 | 49.274 | 0.55594 | 0.56199 | Annular | 0.0025763 | 0 | 0.00025411 | 0.07665 | 1 | Element.1_Pipe | 3.068 | 5 | 0 |  | 0.95532 | 0.83603 | 0.044996 | 156.3799 | 1.1416 | 20.5842 | 24.5287 | 39.2057 | 0.74621 | 0.79712 | Annular | 0.0084875 | 0 | 0.0004479 | 0.044677 | 1 | Element.1_Pipe | 7.981 | 5 | 0 |  | 0.99973 | 0.70929 | 0.044996 | 276.3892 | 1.1671 | 2.977 | 24.2661 | 38.7859 | 0.74928 | 0.016505 | Wavy | 5.4212e-05 | 0 | 5.9406e-08 | 0.00027136
2 | Element.2_Gate Valve | 3.068 |  |  | 0.2 | 2.0392 | 0.83195 | 0.080009 | 160.7814 | 1.7638 | 12.5666 | 26.26 | 41.9729 | [6 empty] | 0.0016191 | 2 | Element.2_Gate Valve | 4.026 |  |  | 0.2 | 2.037 | 0.86122 | 0.079999 | 133.0676 | 1.7626 | 26.2531 | 26.2674 | 41.9848 | [6 empty] | 0.0070512 | 2 | Element.2_Gate Valve | 6.065 |  |  | 0.2 | 0.4855 | 0.84263 | 0.045001 | 149.9078 | 0.87183 | 17.179 | 27.9867 | 44.7328 | [6 empty] | 0.0021394 | 2 | Element.2_Gate Valve | 6.065 |  |  | 0.2 | 0.4942 | 0.82287 | 0.044998 | 168.6237 | 0.87683 | 11.4903 | 27.9075 | 44.6062 | [6 empty] | 0.00096414 | 2 | Element.1_Pipe | 10.02 | 19.7301 | 0 |  | 0.35053 | 0.88171 | 0.053947 | 112.8244 | 0.79434 | 34.5194 | 32.0263 | 51.1896 | 0.52393 | 0.62351 | Annular | 0.0032724 | 0 | 0.00041826 | 0.072817 | 2 | Element.2_Gate Valve | 3.068 |  |  | 0.2 | 0.95144 | 0.83631 | 0.045005 | 156.1144 | 1.1393 | 20.6653 | 24.5545 | 39.247 | [6 empty] | 0.0042238 | [42 empty] | 2 | Element.1_Pipe | 10.02 | 14.6966 | 0 |  | 0.39766 | 0.85662 | 0.046019 | 136.6102 | 0.8214 | 21.904 | 29.1353 | 46.5687 | 0.61932 | 0.23185 | Wavy | 0.0016486 | 0 | 9.934e-05 | 0.025689 | 2 | Element.1_Pipe | 10.02 | 24.7707 | 0 |  | 0.35053 | 0.87801 | 0.052553 | 116.3316 | 0.79434 | 31.9335 | 31.6163 | 50.5342 | 0.54187 | 0.57657 | Annular | 0.0026472 | 0 | 0.00029243 | 0.072817 | 2 | Element.2_Gate Valve | 3.068 |  |  | 0.2 | 0.95111 | 0.83623 | 0.044996 | 156.1868 | 1.1392 | 20.6267 | 24.5541 | 39.2463 | [6 empty] | 0.004208
3 | Element.3_Pipe | 3.068 | 15 | 0 |  | 1.9792 | 0.83252 | 0.080009 | 160.2113 | 1.7295 | 12.8113 | 26.5144 | 42.3796 | 0.50687 | 0.61354 | Annular | 0.0039494 | 0 | 4.4227e-05 | 0.059905 | 3 | Element.3_Pipe | 4.026 | 5 | 0 |  | 1.9803 | 0.86183 | 0.079999 | 132.4668 | 1.7301 | 26.7368 | 26.5083 | 42.3698 | 0.50188 | 1.118 | Annular | 0.010792 | 0 | 0.00054817 | 0.0567 | 3 | Element.3_Pipe | 6.065 | 5 | 0 |  | 0.47307 | 0.84337 | 0.045001 | 149.1978 | 0.8647 | 17.3181 | 28.0997 | 44.9135 | 0.68255 | 0.41759 | Annular | 0.0023941 | 0 | 9.1807e-05 | 0.01243 | 3 | Element.3_Pipe | 6.065 | 5 | 0 |  | 0.48936 | 0.82318 | 0.044998 | 168.3273 | 0.87405 | 11.5262 | 27.9509 | 44.6757 | 0.63937 | 0.11228 | Wavy | 0.00095227 | 0 | 1.5995e-05 | 0.0048413 | 3 | Element.1_Pipe | 10.02 | 8.6581 | 0 |  | 0.31723 | 0.88347 | 0.053947 | 111.1462 | 0.77522 | 35.3585 | 32.4132 | 51.808 | 0.51066 | 0.63115 | Annular | 0.0033636 | 0 | 0.00048303 | 0.033305 | 3 | Element.3_Pipe | 3.068 | 5 | 0 |  | 0.90643 | 0.83848 | 0.045005 | 154.0368 | 1.1135 | 21.1329 | 24.8308 | 39.6886 | 0.73879 | 0.80874 | Annular | 0.0085267 | 0 | 0.00047543 | 0.045011 | [63 empty] | 3 | Element.1_Pipe | 10.02 | 8.1483 | 0 |  | 0.32562 | 0.87935 | 0.052553 | 115.0471 | 0.78004 | 32.5103 | 31.9006 | 50.9886 | 0.52814 | 0.58183 | Annular | 0.0027203 | 0 | 0.00033699 | 0.024912 | 3 | Element.3_Pipe | 3.068 | 5 | 0 |  | 0.90575 | 0.83842 | 0.044996 | 154.0918 | 1.1131 | 21.0974 | 24.8326 | 39.6915 | 0.73718 | 0.80724 | Annular | 0.0085954 | 0 | 0.00047748 | 0.045365
4 | Element.4_Bend | 3.068 |  | 90 | 0.32 | 1.9635 | 0.86483 | 0.080009 | 129.6261 | 1.7204 | 12.8773 | 26.5826 | 42.4887 | [6 empty] | 0.015768 | 4 | Element.4_Bend | 3.068 |  | 90 | 0.31 | 1.9126 | 0.89952 | 0.079999 | 96.7654 | 1.6912 | 47.0781 | 26.8052 | 42.8443 | [6 empty] | 0.067738 | 4 | Element.4_Bend | 6.065 |  | 90 | 0.31 | 0.44706 | 0.87512 | 0.045001 | 119.1212 | 0.84977 | 17.6166 | 28.3409 | 45.299 | [6 empty] | 0.026006 | 4 | Element.4_Bend | 6.065 |  | 90 | 0.29 | 0.47798 | 0.85927 | 0.044998 | 134.1449 | 0.86752 | 11.6113 | 28.054 | 44.8404 | [6 empty] | 0.011379 | [21 empty] | 4 | Element.4_Bend | 3.068 |  | 90 | 0.29 | 0.85861 | 0.869 | 0.045005 | 125.1232 | 1.0861 | 21.6542 | 25.1352 | 40.1751 | [6 empty] | 0.047819 | [84 empty] | 4 | Element.4_Bend | 3.068 |  | 90 | 0.31 | 0.85652 | 0.86902 | 0.044996 | 125.1025 | 1.0848 | 21.6337 | 25.1463 | 40.1928 | [6 empty] | 0.04923
5 | Element.5_Pipe | 3.068 | 8.7268 | 90 |  | 1.8137 | 0.86657 | 0.080009 | 127.91 | 1.6344 | 13.5412 | 27.2593 | 43.5702 | 65.6835 | 260.0547 | Annular | 0.0040043 | 0.012964 | 0.00019985 | 0.14982 | 5 | Element.5_Pipe | 4.026 | 4.6643 | -90 |  | 1.7653 | 0.92983 | 0.079999 | 68.0093 | 1.6066 | 28.7489 | 27.4877 | 43.9352 | 0.94651 | 46.1316 | Annular | 0.036337 | -0.0096777 | 0.0049166 | 0.14728 | 5 | Element.5_Pipe | 6.065 | 4.9601 | 90 |  | 0.37306 | 0.87909 | 0.045001 | 115.322 | 0.80728 | 18.5265 | 29.0636 | 46.4541 | 102.5352 | 241.2665 | Annular | 0.0024262 | 0.011914 | 0.00057999 | 0.074003 | 5 | Element.5_Pipe | 6.065 | 5.1674 | 90 |  | 0.40244 | 0.8636 | 0.044998 | 130.0023 | 0.82414 | 12.2108 | 28.7691 | 45.9833 | 46.3949 | 106.9191 | Annular | 0.00095762 | 0.013416 | 0.00024673 | 0.075549 | [21 empty] | 5 | Element.5_Pipe | 3.068 | 4.1913 | 90 |  | 0.76403 | 0.87319 | 0.045005 | 121.1008 | 1.0317 | 22.7668 | 25.7729 | 41.1943 | 250.3993 | 461.0962 | Annular | 0.0087403 | 0.012514 | 0.0013116 | 0.094581 | [84 empty] | 5 | Element.5_Pipe | 3.068 | 4.1725 | 90 |  | 0.76204 | 0.87321 | 0.044996 | 121.081 | 1.0306 | 22.7453 | 25.7842 | 41.2125 | 249.4901 | 459.7347 | Annular | 0.0088168 | 0.012512 | 0.0013139 | 0.094476
6 | Element.5_Pipe | 3.068 | 8.308 | 90 |  | 1.6713 | 0.86971 | 0.080009 | 124.8693 | 1.5527 | 14.2401 | 27.9538 | 44.6803 | 65.6835 | 273.7418 | Annular | 0.0041185 | 0.012793 | 0.00022097 | 0.14233 | 6 | Element.5_Pipe | 4.026 | 10.3357 | -90 |  | 1.7153 | 0.93069 | 0.079999 | 67.1705 | 1.5779 | 29.2622 | 27.732 | 44.3257 | 0.54966 | 28.1993 | Annular | 0.01136 | -0.0068018 | 0.00028157 | 0.050019 | 6 | Element.5_Pipe | 6.065 | 4.7966 | 90 |  | 0.30276 | 0.88295 | 0.045001 | 111.628 | 0.76691 | 19.4842 | 29.8053 | 47.6397 | 102.5352 | 253.9647 | Annular | 0.0024919 | 0.011534 | 0.00063132 | 0.070303 | 6 | Element.5_Pipe | 6.065 | 5.0359 | 90 |  | 0.33066 | 0.86783 | 0.044998 | 125.9681 | 0.78293 | 12.8418 | 29.5031 | 47.1565 | 46.3949 | 112.5464 | Annular | 0.0009838 | 0.013002 | 0.0002665 | 0.071772 | [21 empty] | 6 | Element.5_Pipe | 3.068 | 3.9865 | 90 |  | 0.67418 | 0.87728 | 0.045005 | 117.1898 | 0.98016 | 23.938 | 26.4275 | 42.2406 | 250.3993 | 485.3644 | Annular | 0.0089757 | 0.012112 | 0.0014516 | 0.089852 | [84 empty] | 6 | Element.5_Pipe | 3.068 | 3.9678 | 90 |  | 0.67229 | 0.8773 | 0.044996 | 117.1707 | 0.97908 | 23.9154 | 26.4391 | 42.2593 | 249.4901 | 483.9313 | Annular | 0.009056 | 0.01211 | 0.0014544 | 0.089752
7 | Element.5_Pipe | 3.068 | 7.9698 | 90 |  | 1.5361 | 0.8738 | 0.080009 | 120.9279 | 1.475 | 14.9757 | 28.6668 | 45.8198 | 65.6835 | 288.1493 | Annular | 0.0042351 | 0.012488 | 0.00024247 | 0.13522 | 7 | Element.6_Bend | 4.026 |  | 90 | 0.3 | 1.642 | 0.89217 | 0.079999 | 103.5826 | 1.5358 | 30.0483 | 28.102 | 44.9172 | [6 empty] | 0.073243 | 7 | Element.5_Pipe | 6.065 | 4.6344 | 90 |  | 0.23597 | 0.88671 | 0.045001 | 108.0372 | 0.72857 | 20.4924 | 30.5667 | 48.8567 | 102.5352 | 267.3313 | Annular | 0.0025595 | 0.011164 | 0.00068781 | 0.066788 | 7 | Element.5_Pipe | 6.065 | 4.9063 | 90 |  | 0.26248 | 0.87194 | 0.044998 | 122.0408 | 0.74379 | 13.5061 | 30.2565 | 48.3607 | 46.3949 | 118.4699 | Annular | 0.0010108 | 0.012598 | 0.00028793 | 0.068183 | [21 empty] | 7 | Element.5_Pipe | 3.068 | 3.7858 | 90 |  | 0.58882 | 0.88125 | 0.045005 | 113.3882 | 0.93115 | 25.1709 | 27.0994 | 43.3147 | 250.3993 | 510.9099 | Annular | 0.009218 | 0.01172 | 0.001609 | 0.085359 | [84 empty] | 7 | Element.5_Pipe | 3.068 | 3.7672 | 90 |  | 0.58703 | 0.88126 | 0.044996 | 113.3698 | 0.93012 | 25.1471 | 27.1114 | 43.3338 | 249.4901 | 509.4013 | Annular | 0.0093026 | 0.011718 | 0.0016125 | 0.085265
8 | Element.5_Pipe | 3.068 | 7.6854 | 90 |  | 1.4076 | 0.87778 | 0.080009 | 117.0939 | 1.4013 | 15.75 | 29.3986 | 46.9895 | 65.6835 | 303.315 | Annular | 0.0043552 | 0.012094 | 0.00026468 | 0.12846 | 8 | Element.7_Pipe | 4.026 | 10.7553 | 0 |  | 1.5083 | 0.87163 | 0.079999 | 122.9496 | 1.459 | 31.6009 | 28.8189 | 46.063 | 0.46848 | 1.2172 | Annular | 0.011644 | 0 | 0.00079177 | 0.13375 | 8 | Element.5_Pipe | 6.065 | 0.60896 | 90 |  | 0.22733 | 0.8872 | 0.045001 | 107.5668 | 0.72361 | 20.6306 | 30.6696 | 49.0211 | 102.5352 | 294.1957 | Annular | 0.0026292 | 0.010805 | 0.0007501 | 0.0086376 | 8 | Element.5_Pipe | 6.065 | 4.7785 | 90 |  | 0.19771 | 0.87594 | 0.044998 | 118.2186 | 0.7066 | 14.2053 | 31.0298 | 49.5967 | 46.3949 | 124.7051 | Annular | 0.0010386 | 0.012206 | 0.00031119 | 0.064774 | [21 empty] | 8 | Element.5_Pipe | 3.068 | 3.589 | 90 |  | 0.50773 | 0.8851 | 0.045005 | 109.694 | 0.88459 | 26.4686 | 27.7892 | 44.4172 | 250.3993 | 537.7999 | Annular | 0.0094675 | 0.01134 | 0.0017865 | 0.081091 | [84 empty] | 8 | Element.5_Pipe | 3.068 | 3.0925 | 90 |  | 0.51687 | 0.8846 | 0.044996 | 110.1757 | 0.88984 | 26.2622 | 27.706 | 44.2842 | 249.4901 | 539.9905 | Annular | 0.0095567 | 0.011338 | 0.0017908 | 0.070156
9 | Element.5_Pipe | 3.068 | 7.4053 | 90 |  | 1.2856 | 0.88165 | 0.080009 | 113.3654 | 1.3312 | 16.5651 | 30.1497 | 48.1901 | 65.6835 | 319.2789 | Annular | 0.0044792 | 0.011711 | 0.00028915 | 0.12203 | 9 | Element.7_Pipe | 4.026 | 4.2447 | 0 |  | 1.4536 | 0.87332 | 0.079999 | 121.3236 | 1.4276 | 32.2839 | 29.1287 | 46.5581 | 0.45662 | 1.2305 | Annular | 0.011978 | 0 | 0.00090912 | 0.0547 | 9 | Element.6_Bend | 6.065 |  | 90 | 0.31 | 0.19629 | 0.88898 | 0.045001 | 105.864 | 0.70578 | 21.1433 | 31.0484 | 49.6265 | [6 empty] | 0.031047 | 9 | Element.5_Pipe | 6.065 | 0.11197 | 90 |  | 0.19623 | 0.87603 | 0.044998 | 118.1302 | 0.70575 | 14.2221 | 31.0482 | 49.6262 | 46.3949 | 138.0112 | Annular | 0.0010672 | 0.011823 | 0.00033646 | 0.001481 | [21 empty] | 9 | Element.5_Pipe | 3.068 | 3.3963 | 90 |  | 0.43069 | 0.88885 | 0.045005 | 106.1052 | 0.84036 | 27.8346 | 28.4973 | 45.549 | 250.3993 | 566.1052 | Annular | 0.0097245 | 0.010971 | 0.0019873 | 0.077036 | [84 empty] | 9 | Element.6_Bend | 3.068 |  | 90 | 0.31 | 0.45538 | 0.88758 | 0.044996 | 107.324 | 0.85454 | 27.3259 | 28.2615 | 45.1721 | [6 empty] | 0.061487
10 | Element.5_Pipe | 3.068 | 4.9048 | 90 |  | 1.2059 | 0.88424 | 0.080009 | 110.8805 | 1.2854 | 17.1458 | 30.6736 | 49.0275 | 65.6835 | 341.6025 | Annular | 0.0046071 | 0.011338 | 0.00031615 | 0.079757 | 10 | Element.8_Bend | 4.026 |  | 90 | 0.3 | 1.3727 | 0.89941 | 0.079999 | 96.5897 | 1.3812 | 33.3513 | 29.6063 | 47.3215 | [6 empty] | 0.08091 | 10 | Element.7_Pipe | 6.065 | 15 | 0 |  | 0.15379 | 0.8637 | 0.045001 | 129.7913 | 0.68139 | 21.8886 | 31.5909 | 50.4936 | 0.61412 | 0.47038 | Annular | 0.0026733 | 0 | 0.00015964 | 0.042495 | 10 | Element.6_Bend | 6.065 |  | 90 | 0.29 | 0.18215 | 0.87691 | 0.044998 | 117.2868 | 0.69767 | 14.3843 | 31.2247 | 49.9083 | [6 empty] | 0.014076 | [21 empty] | 10 | Element.5_Pipe | 3.068 | 1.0511 | 90 |  | 0.40671 | 0.89004 | 0.045005 | 104.9714 | 0.8266 | 28.2897 | 28.7293 | 45.9198 | 250.3993 | 616.9861 | Annular | 0.0099892 | 0.010612 | 0.0022149 | 0.023981 | [84 empty] | 10 | Element.7_Pipe | 3.068 | 6.7501 | 0 |  | 0.38096 | 0.86599 | 0.044996 | 127.733 | 0.81181 | 28.7371 | 28.9821 | 46.3239 | 0.63848 | 0.94509 | Annular | 0.0099939 | 0 | 0.0010311 | 0.074419
11 | Element.6_Bend | 3.068 |  | 90 | 0.32 | 1.1847 | 0.88493 | 0.080009 | 110.214 | 1.2733 | 17.3071 | 30.8175 | 49.2575 | [6 empty] | 0.02118 | 11 | Element.9_Pipe | 4.026 | 5 | -90 |  | 1.3581 | 0.93757 | 0.079999 | 60.466 | 1.3728 | 33.5513 | 29.6949 | 47.4632 | 0.54966 | 32.8016 | Annular | 0.012346 | -0.0096601 | 0.00022953 | 0.014578 | 11 | Element.8_Bend | 6.065 |  | 90 | 0.31 | 0.12083 | 0.89339 | 0.045001 | 101.6454 | 0.66246 | 22.5045 | 32.0322 | 51.1991 | [6 empty] | 0.032961 | 11 | Element.7_Pipe | 6.065 | 15 | 0 |  | 0.1656 | 0.84536 | 0.044998 | 147.1689 | 0.68817 | 14.5798 | 31.4362 | 50.2464 | 0.57032 | 0.12653 | Wavy | 0.0010745 | 0 | 2.8787e-05 | 0.016549 | [21 empty] | 11 | Element.6_Bend | 3.068 |  | 90 | 0.29 | 0.34241 | 0.89325 | 0.045005 | 101.8912 | 0.78968 | 29.5881 | 29.3813 | 46.9618 | [6 empty] | 0.064297 | [84 empty] | 11 | Element.7_Pipe | 3.068 | 6.171 | 0 |  | 0.31027 | 0.87007 | 0.044996 | 123.8298 | 0.77122 | 30.2226 | 29.7218 | 47.5061 | 0.62232 | 0.96962 | Annular | 0.010269 | 0 | 0.0011872 | 0.070698
12 | Element.7_Pipe | 3.068 | 22.9866 | 0 |  | 1.0738 | 0.85921 | 0.080009 | 134.505 | 1.2096 | 18.2041 | 31.6061 | 50.5179 | 0.43065 | 0.73343 | Annular | 0.0047213 | 0 | 0.00010252 | 0.11088 | [21 empty] | 12 | Element.9_Pipe | 6.065 | 5 | -90 |  | 0.16037 | 0.93483 | 0.045001 | 62.4193 | 0.68516 | 21.7698 | 31.505 | 50.3564 | 0.32889 | 22.1756 | Annular | 0.0027638 | -0.010166 | -0.00050581 | -0.039539 | 12 | Element.8_Bend | 6.065 |  | 90 | 0.29 | 0.15117 | 0.87887 | 0.044998 | 115.4143 | 0.67988 | 14.7549 | 31.6243 | 50.5471 | [6 empty] | 0.014434 | [21 empty] | 12 | Element.7_Pipe | 3.068 | 5.9307 | 0 |  | 0.27364 | 0.87231 | 0.045005 | 121.6958 | 0.7502 | 31.1184 | 30.1314 | 48.1609 | 0.61506 | 0.98511 | Annular | 0.010321 | 0 | 0.0012748 | 0.068771 | [84 empty] | 12 | Element.7_Pipe | 3.068 | 2.0789 | 0 |  | 0.28548 | 0.87153 | 0.044996 | 122.438 | 0.75699 | 30.7811 | 29.9951 | 47.943 | 0.60656 | 0.97869 | Annular | 0.010553 | 0 | 0.0013689 | 0.024785
13 | Element.7_Pipe | 3.068 | 21.1777 | 0 |  | 0.96846 | 0.86337 | 0.080009 | 130.5193 | 1.1491 | 19.1484 | 32.4154 | 51.8115 | 0.41974 | 0.75246 | Annular | 0.004857 | 0 | 0.00011713 | 0.10534 | [42 empty] | 13 | Element.9_Pipe | 6.065 | 5 | -90 |  | 0.20491 | 0.9271 | 0.044998 | 69.7588 | 0.71073 | 14.1239 | 30.9408 | 49.4545 | 0.22123 | 14.5336 | Annular | 0.0010893 | -0.011543 | -0.00029534 | -0.053744 | [21 empty] | 13 | Element.7_Pipe | 3.068 | 4.0693 | 0 |  | 0.22451 | 0.87524 | 0.045005 | 118.8879 | 0.72199 | 32.3142 | 30.7049 | 49.0775 | 0.59949 | 1.0042 | Annular | 0.010604 | 0 | 0.0014709 | 0.049135 | [84 empty] | 13 | Element.8_Bend | 3.068 |  | 90 | 0.31 | 0.21327 | 0.89986 | 0.044996 | 95.5693 | 0.71553 | 32.5349 | 30.8378 | 49.2899 | [6 empty] | 0.072211
14 | Element.7_Pipe | 3.068 | 0.83566 | 0 |  | 0.96417 | 0.86354 | 0.080009 | 130.3548 | 1.1467 | 19.1889 | 32.4497 | 51.8664 | 0.40912 | 0.75327 | Annular | 0.0049969 | 0 | 0.00013387 | 0.0042876 | [84 empty] | 14 | Element.8_Bend | 3.068 |  | 90 | 0.29 | 0.15094 | 0.90323 | 0.045005 | 92.3392 | 0.67975 | 34.2901 | 31.6297 | 50.5557 | [6 empty] | 0.073564 | [84 empty] | 14 | Element.9_Pipe | 3.068 | 5 | -90 |  | 0.20504 | 0.93851 | 0.044996 | 58.9551 | 0.71081 | 32.7477 | 30.9385 | 49.4508 | 0.51303 | 32.0219 | Annular | 0.010984 | -0.0095581 | 0.0002195 | 0.0082278
15 | Element.8_Bend | 3.068 |  | 90 | 0.32 | 0.94044 | 0.89314 | 0.080009 | 102.3136 | 1.133 | 19.4165 | 32.6416 | 52.173 | [6 empty] | 0.023731 | [84 empty] | 15 | Element.9_Pipe | 3.068 | 5 | -90 |  | 0.13958 | 0.94101 | 0.045005 | 56.5546 | 0.67322 | 34.6175 | 31.7804 | 50.7965 | 0.51397 | 33.7761 | Annular | 0.011171 | -0.009235 | 0.00033734 | 0.011368
16 | Element.9_Pipe | 3.068 | 15 | -90 |  | 1.0205 | 0.93567 | 0.080009 | 62.0846 | 1.179 | 18.6695 | 32.0075 | 51.1595 | 0.26322 | 19.1533 | Annular | 0.0050362 | -0.010233 | -0.00014331 | -0.080096
20 |  | 4 no: 21
no | Element | d | l | a | k | p | v | q | d | vd | av | mv | ev | x | y | r | f | g | m | t | no | Element | d | l | a | k | p | v | q | d | vd | av | mv | ev | x | y | r | f | g | m | t | no | Element | d | l | a | k | p | v | q | d | vd | av | mv | ev | x | y | r | f | g | m | t | no | Element | d | l | a | k | p | v | q | d | vd | av | mv | ev | x | y | r | f | g | m | t | no | Element | d | l | a | k | p | v | q | d | vd | av | mv | ev | x | y | r | f | g | m | t | no | Element | d | l | a | k | p | v | q | d | vd | av | mv | ev | x | y | r | f | g | m | t | no | Element | d | l | a | k | p | v | q | d | vd | av | mv | ev | x | y | r | f | g | m | t | no | Element | d | l | a | k | p | v | q | d | vd | av | mv | ev | x | y | r | f | g | m | t | no | Element | d | l | a | k | p | v | q | d | vd | av | mv | ev | x | y | r | f | g | m | t | no | Element | d | l | a | k | p | v | q | d | vd | av | mv | ev | x | y | r | f | g | m | t | no | Element | d | l | a | k | p | v | q | d | vd | av | mv | ev | x | y | r | f | g | m | t | no | Element | d | l | a | k | p | v | q | d | vd | av | mv | ev | x | y | r | f | g | m | t
0 | Start Point | p: 1.1; v: 0.83203; q: 0.045029; d: 160.234; vd: 1.2246; av: 20.6003; mv: 23.7121; ev: 37.9005; 21 no: 0 | Start Point |  |  |  |  | 0.5 | 0.82758 | 0.047874 | 164.1646 | 0.88016 | 11.8913 | 28.7145 | 45.8962
1 | Element.1_Pipe | 4.026 | 5 | 0 |  | 1.0646 | 0.83366 | 0.045029 | 158.6781 | 1.2043 | 20.9391 | 23.9064 | 38.211 | 0.76539 | 0.72608 | Annular | 0.0067192 | 0 | 0.00037051 | 0.035448 | 1 | Element.1_Pipe | 7.981 | 100 | 0 |  | 0.43012 | 0.832 | 0.047874 | 159.9446 | 0.84004 | 12.4489 | 29.3801 | 46.96 | 0.61241 | 0.099561 | Wavy | 0.00068716 | 0 | 1.1647e-05 | 0.069881
2 | Element.2_Bend | 4.026 |  | 90 | 0.27 | 1.0147 | 0.86431 | 0.045029 | 129.6353 | 1.1756 | 21.4359 | 24.1883 | 38.6616 | [6 empty] | 0.049891
3 | Element.3_Pipe | 4.026 | 4.871 | 90 |  | 0.91228 | 0.86865 | 0.045029 | 125.481 | 1.1169 | 22.5352 | 24.8007 | 39.6405 | 286.1018 | 487.2273 | Annular | 0.0068618 | 0.012965 | 0.0011919 | 0.10238
4 | Element.3_Pipe | 4.026 | 4.6517 | 90 |  | 0.81501 | 0.87286 | 0.045029 | 121.4405 | 1.061 | 23.6923 | 25.4295 | 40.6455 | 286.1018 | 512.8708 | Annular | 0.0070458 | 0.01255 | 0.0013138 | 0.097264
5 | Element.3_Pipe | 4.026 | 4.4357 | 90 |  | 0.72261 | 0.87696 | 0.045029 | 117.5119 | 1.008 | 24.9104 | 26.075 | 41.6773 | 286.1018 | 539.864 | Annular | 0.0072352 | 0.012146 | 0.0014503 | 0.092401
6 | Element.3_Pipe | 4.026 | 1.0415 | 90 |  | 0.70096 | 0.87794 | 0.045029 | 116.5782 | 0.99554 | 25.2145 | 26.2337 | 41.9309 | 286.1018 | 590.8107 | Annular | 0.0074302 | 0.011753 | 0.0016035 | 0.02165
7 | Element.4_Bend | 4.026 |  | 90 | 0.27 | 0.64069 | 0.88068 | 0.045029 | 113.9509 | 0.96093 | 26.1028 | 26.6918 | 42.6631 | [6 empty] | 0.060274
8 | Element.5_Pipe | 4.026 | 5 | 0 |  | 0.59907 | 0.85651 | 0.045029 | 136.8142 | 0.93704 | 26.7544 | 27.0229 | 43.1923 | 0.67799 | 0.82302 | Annular | 0.0076171 | 0 | 0.00070651 | 0.041618
9 | Element.6_Bend | 4.026 |  | 90 | 0.27 | 0.53506 | 0.88559 | 0.045029 | 109.2441 | 0.90029 | 27.8242 | 27.5579 | 44.0474 | [6 empty] | 0.064013
10 | Element.7_Pipe | 4.026 | 5 | -90 |  | 0.55192 | 0.92695 | 0.045029 | 70.0877 | 0.90996 | 27.5341 | 27.4138 | 43.8172 | 0.54939 | 27.2748 | Annular | 0.0078804 | -0.010926 | -0.00032601 | -0.016857
no | Element | d | l | a | k | p | v | q | d | vd | av | mv | ev | x | y | r | f | g | m | t | no | Element | d | l | a | k | p | v | q | d | vd | av | mv | ev | x | y | r | f | g | m | t | no | Element | d | l | a | k | p | v | q | d | vd | av | mv | ev | x | y | r | f | g | m | t | no | Element | d | l | a | k | p | v | q | d | vd | av | mv | ev | x | y | r | f | g | m | t | no | Element | d | l | a | k | p | v | q | d | vd | av | mv | ev | x | y | r | f | g | m | t | no | Element | d | l | a | k | p | v | q | d | vd | av | mv | ev | x | y | r | f | g | m | t | no | Element | d | l | a | k | p | v | q | d | vd | av | mv | ev | x | y | r | f | g | m | t | no | Element | d | l | a | k | p | v | q | d | vd | av | mv | ev | x | y | r | f | g | m | t | no | Element | d | l | a | k | p | v | q | d | vd | av | mv | ev | x | y | r | f | g | m | t | no | Element | d | l | a | k | p | v | q | d | vd | av | mv | ev | x | y | r | f | g | m | t | no | Element | d | l | a | k | p | v | q | d | vd | av | mv | ev | x | y | r | f | g | m | t | no | Element | d | l | a | k | p | v | q | d | vd | av | mv | ev | x | y | r | f | g | m | t
no | Element | d | l | a | k | p | v | q | d | vd | av | mv | ev | x | y | r | f | g | m | t | no | Element | d | l | a | k | p | v | q | d | vd | av | mv | ev | x | y | r | f | g | m | t | no | Element | d | l | a | k | p | v | q | d | vd | av | mv | ev | x | y | r | f | g | m | t | no | Element | d | l | a | k | p | v | q | d | vd | av | mv | ev | x | y | r | f | g | m | t | no | Element | d | l | a | k | p | v | q | d | vd | av | mv | ev | x | y | r | f | g | m | t | no | Element | d | l | a | k | p | v | q | d | vd | av | mv | ev | x | y | r | f | g | m | t | no | Element | d | l | a | k | p | v | q | d | vd | av | mv | ev | x | y | r | f | g | m | t | no | Element | d | l | a | k | p | v | q | d | vd | av | mv | ev | x | y | r | f | g | m | t | no | Element | d | l | a | k | p | v | q | d | vd | av | mv | ev | x | y | r | f | g | m | t | no | Element | d | l | a | k | p | v | q | d | vd | av | mv | ev | x | y | r | f | g | m | t | no | Element | d | l | a | k | p | v | q | d | vd | av | mv | ev | x | y | r | f | g | m | t | no | Element | d | l | a | k | p | v | q | d | vd | av | mv | ev | x | y | r | f | g | m | t
no | Element | d | l | a | k | p | v | q | d | vd | av | mv | ev | x | y | r | f | g | m | t | no | Element | d | l | a | k | p | v | q | d | vd | av | mv | ev | x | y | r | f | g | m | t | no | Element | d | l | a | k | p | v | q | d | vd | av | mv | ev | x | y | r | f | g | m | t | no | Element | d | l | a | k | p | v | q | d | vd | av | mv | ev | x | y | r | f | g | m | t | no | Element | d | l | a | k | p | v | q | d | vd | av | mv | ev | x | y | r | f | g | m | t | no | Element | d | l | a | k | p | v | q | d | vd | av | mv | ev | x | y | r | f | g | m | t | no | Element | d | l | a | k | p | v | q | d | vd | av | mv | ev | x | y | r | f | g | m | t | no | Element | d | l | a | k | p | v | q | d | vd | av | mv | ev | x | y | r | f | g | m | t | no | Element | d | l | a | k | p | v | q | d | vd | av | mv | ev | x | y | r | f | g | m | t | no | Element | d | l | a | k | p | v | q | d | vd | av | mv | ev | x | y | r | f | g | m | t | no | Element | d | l | a | k | p | v | q | d | vd | av | mv | ev | x | y | r | f | g | m | t | no | Element | d | l | a | k | p | v | q | d | vd | av | mv | ev | x | y | r | f | g | m | t
no | Element | d | l | a | k | p | v | q | d | vd | av | mv | ev | x | y | r | f | g | m | t | no | Element | d | l | a | k | p | v | q | d | vd | av | mv | ev | x | y | r | f | g | m | t | no | Element | d | l | a | k | p | v | q | d | vd | av | mv | ev | x | y | r | f | g | m | t | no | Element | d | l | a | k | p | v | q | d | vd | av | mv | ev | x | y | r | f | g | m | t | no | Element | d | l | a | k | p | v | q | d | vd | av | mv | ev | x | y | r | f | g | m | t | no | Element | d | l | a | k | p | v | q | d | vd | av | mv | ev | x | y | r | f | g | m | t | no | Element | d | l | a | k | p | v | q | d | vd | av | mv | ev | x | y | r | f | g | m | t | no | Element | d | l | a | k | p | v | q | d | vd | av | mv | ev | x | y | r | f | g | m | t | no | Element | d | l | a | k | p | v | q | d | vd | av | mv | ev | x | y | r | f | g | m | t | no | Element | d | l | a | k | p | v | q | d | vd | av | mv | ev | x | y | r | f | g | m | t | no | Element | d | l | a | k | p | v | q | d | vd | av | mv | ev | x | y | r | f | g | m | t | no | Element | d | l | a | k | p | v | q | d | vd | av | mv | ev | x | y | r | f | g | m | t

## Calc_Result
Loop_Deviation
ST-1540 |  |  | ST-1530
Inlet P: | 2.89 | kg/cm2.g | Inlet P: | 2.872 | kg/cm2.g
Outlet P: | 1.263 | kg/cm2.g | Outlet P: | 1.099 | kg/cm2.g
Diff. P: | 1.627 | kg/cm2 | Diff. P: | 1.773 | kg/cm2
dP Ratio: | 65.11 | % | dP Ratio: | 57.87 | %
ST-1510 |  |  | LV-5105
Inlet P: | 1.481 | kg/cm2.g | Inlet P: | 1.314 | kg/cm2.g
Outlet P: | 0.799 | kg/cm2.g | Outlet P: | 0.764 | kg/cm2.g
Diff. P: | 0.682 | kg/cm2 | Diff. P: | 0.55 | kg/cm2
dP Ratio: | 44.16 | % | dP Ratio: | 45.82 | %
ST-1212 |  |  | ST-1112
Inlet P: | 1.538 | kg/cm2.g | Inlet P: | 1.53 | kg/cm2.g
Outlet P: | 1.329 | kg/cm2.g | Outlet P: | 1.324 | kg/cm2.g
Diff. P: | 0.209 | kg/cm2 | Diff. P: | 0.206 | kg/cm2
dP Ratio: | 15.15 | % | dP Ratio: | 14.36 | %
ST-1106
Inlet P: | 1.12 | kg/cm2.g
Outlet P: | 1.077 | kg/cm2.g
Diff. P: | 0.043 | kg/cm2
dP Ratio: | 2.41 | %

## History
Create | 2018-02-22 19:46 | Process Engineering Dept. | Y.D.Cho | 66.86.3.166 | Job Type | S
Activity | Date | Department | Name | IP | Job No.
Save | 2017-09-06 20:39 | Process Engineering Dept. | Y.D.Cho | 66.86.3.166 | Job Name
Calculation | 2017-09-06 21:25 | Process Engineering Dept. | Y.D.Cho | 66.86.3.166 | Rev. | 0
Calculation | 2017-09-06 21:27 | Process Engineering Dept. | Y.D.Cho | 66.86.3.166 | Description
Save | 2017-09-06 21:28 | Process Engineering Dept. | Y.D.Cho | 66.86.3.166
Calculation | 2017-09-06 21:31 | Process Engineering Dept. | Y.D.Cho | 66.86.3.166
Save | 2017-09-06 21:31 | Process Engineering Dept. | Y.D.Cho | 66.86.3.166
Save | 2017-09-06 21:32 | Process Engineering Dept. | Y.D.Cho | 66.86.3.166
Calculation | 2017-09-07 10:27 | Process Engineering Dept. | Y.D.Cho | 66.86.3.166
Calculation | 2017-09-07 11:46 | Process Engineering Dept. | Y.D.Cho | 66.86.3.166
Calculation | 2017-09-07 11:47 | Process Engineering Dept. | Y.D.Cho | 66.86.3.166
Save | 2017-09-07 11:50 | Process Engineering Dept. | Y.D.Cho | 66.86.3.166
Calculation | 2017-09-07 11:50 | Process Engineering Dept. | Y.D.Cho | 66.86.3.166
Save | 2017-09-07 11:50 | Process Engineering Dept. | Y.D.Cho | 66.86.3.166
Save | 2017-09-07 12:59 | Process Engineering Dept. | Y.D.Cho | 66.86.3.166
Save | 2017-09-07 18:37 | Process Engineering Dept. | Y.D.Cho | 66.86.3.166
Calculation | 2017-09-08 15:44 | Process Engineering Dept. | Y.D.Cho | 66.86.3.166
Save | 2017-09-08 15:50 | Process Engineering Dept. | Y.D.Cho | 66.86.3.166
Calculation | 2017-09-08 15:52 | Process Engineering Dept. | Y.D.Cho | 66.86.3.166
Save | 2017-09-08 15:53 | Process Engineering Dept. | Y.D.Cho | 66.86.3.166
Save | 2017-09-08 15:56 | Process Engineering Dept. | Y.D.Cho | 66.86.3.166
Save | 2017-09-08 16:20 | Process Engineering Dept. | Y.D.Cho | 66.86.3.166
Save | 2017-09-19 10:57 | Process Engineering Dept. | Y.D.Cho | 66.86.3.166
Calculation | 2017-09-23 14:57 | Process Engineering Dept. | Y.D.Cho | 66.86.3.166
Save | 2017-09-23 14:57 | Process Engineering Dept. | Y.D.Cho | 66.86.3.166
Save | 2018-02-22 20:53 | Process Engineering Dept. | Y.D.Cho | 66.86.3.166
Save | 2018-02-23 09:22 | Process Engineering Dept. | Y.D.Cho | 66.86.3.166
Save | 2018-02-23 09:53 | Process Engineering Dept. | Y.D.Cho | 66.86.3.166
Calculation | 2018-02-27 11:50 | Process Engineering Dept. | Y.D.Cho | 66.86.3.166
Calculation | 2018-02-27 11:52 | Process Engineering Dept. | Y.D.Cho | 66.86.3.166
Save | 2018-02-27 11:57 | Process Engineering Dept. | Y.D.Cho | 66.86.3.166
Calculation | 2018-02-27 17:09 | Process Engineering Dept. | Y.D.Cho | 66.86.3.166
Calculation | 2018-02-27 17:55 | Process Engineering Dept. | Y.D.Cho | 66.86.3.166
Calculation | 2018-02-27 17:57 | Process Engineering Dept. | Y.D.Cho | 66.86.3.166
Save | 2018-02-27 17:57 | Process Engineering Dept. | Y.D.Cho | 66.86.3.166
Save | 2018-02-27 19:21 | Process Engineering Dept. | Y.D.Cho | 66.86.3.166
Calculation | 2018-08-08 09:12 | Process Engineering Dept. | Y.D.Cho | 66.86.3.166